{"text_format":"5","workbook":"xls","n_sheets":1,"sheets":["Sheet1"],"props":{"last_modified_by":"Janeková Judita"},"read":"whole","date_system":"1900","formulas":"cached_only"}

{"sheet":"Sheet1","index":0,"n_rows":4440,"n_cols":18,"rows_kept":4440,"flags":["formulas_cached_only"]}
[{"$nulls":4},"Názov","Doplnok názvu",{"$nulls":9},"ÚZP2","Jednotka ÚZP2"]
["č.r.","Podskupina","Kód MZ SR","Kód ŠÚKL",null,null,"Výrobca","Štát","MJD","DPH","AKC","ÚZP","DOP","DOP%","SÚ","Preskripčné obmedzenie","číselný znak KN","ID žiadosti"]
[1,{"$nulls":3},"XA1 Systémy na terapiu hydrocephalu"]
[2,{"$nulls":3},"XA1.1 Programovateľný ventil, set s ventrikulárnym a distálnym katétrom a príslušenstvom na zavedenie",{"$nulls":10},{"v":2736.8,"d":"2,736.800000"},"set"]
[3,"XA1.1","X00007","P77606,P77607","Strata II Unishunt small (regular) with BioGlide","set, kompl. zostava,malá veľkosť, model 27824 (regular – 27825)","MDC","US","set",{"v":0.2,"d":"20.00%"},{"v":1200.01,"d":"1,200.01"},{"v":1200.01,"d":"1,200.01"},{"v":0,"d":"0.00"},{"v":0,"d":"0.0000%"},"I","DCH(BA,BB), NCH",90189084]
[4,"XA1.1","X01419","P77606","Súprava nastaviteľných ventilov Strata NSC / Strata II","s príslušenstvom; rôzne typy a veľkosti","MDC","US","set",{"v":0.2,"d":"20.00%"},{"v":2200,"d":"2,200.00"},{"v":2200,"d":"2,200.00"},{"v":0,"d":"0.00"},{"v":0,"d":"0.0000%"},"I","DCH(BA,BB), NCH",90189084]
[5,"XA1.1","X04678","P97220","Systém na liečbu hydrocefalu M.scio,","s čítacím zariadením 7510 000 a príslušenstvom","MIE","DE","set",{"v":0.1,"d":"10.00%"},{"v":2315.63,"d":"2,315.63"},{"v":2315.63,"d":"2,315.63"},{"v":0,"d":"0.00"},{"v":0,"d":"0.0000%"},"I","DCH(BA,BB), NCH",90219090]
[6,"XA1.1","X03394","P93433","Programovateľný ventil Strata set","s prílušenstvom","MDC","US","set",{"v":0.1,"d":"10.00%"},{"v":2396.42,"d":"2,396.42"},{"v":2396.42,"d":"2,396.42"},{"v":0,"d":"0.00"},{"v":0,"d":"0.0000%"},"I","DCH(BA,BB), NCH",90219090]
[7,"XA1.1","X00006","P72075","proGAV Systém","Programovateľný ventil, set s ventrikulárnym a distálnym katétrom a príslušenstvom na zavedenie","MIE","DE","set",{"v":0.1,"d":"10.00%"},{"v":2449.04,"d":"2,449.04"},{"v":2449.04,"d":"2,449.04"},{"v":0,"d":"0.00"},{"v":0,"d":"0.0000%"},"I","DCH(BA,BB), NCH",90219090]
[8,"XA1.1","X00003","P81077","Programovateľný ventil s príslušenstvom Codman - Hakim",null,"ITG","US","set",{"v":0.1,"d":"10.00%"},{"v":2728.01,"d":"2,728.01"},{"v":2728.01,"d":"2,728.01"},{"v":0,"d":"0.00"},{"v":0,"d":"0.0000%"},"I","DCH(BA,BB), NCH",90219090]
[9,"XA1.1","X00005","P72075","proGAV Systém kompletný set","Programovateľný ventil, set s ventrikulárnym a distálnym katétrom a príslušenstvom na zavedenie, skoková nádržka","MIE","DE","set",{"v":0.1,"d":"10.00%"},{"v":2728.78,"d":"2,728.78"},{"v":2728.78,"d":"2,728.78"},{"v":0,"d":"0.00"},{"v":0,"d":"0.0000%"},"I","DCH(BA,BB), NCH",90219090]
[10,"XA1.1","X00001","P87785","Programovateľný ventil s príslušenstvom CODMAN® CERTAS ™",null,"IEG","CH","set",{"v":0.1,"d":"10.00%"},{"v":2736.8,"d":"2,736.80"},{"v":2736.8,"d":"2,736.80"},{"v":0,"d":"0.00"},{"v":0,"d":"0.0000%"},"I","DCH(BA,BB), NCH",90219090]
[11,{"$nulls":3},"XA1.2 Neprogramovateľný ventil, set  s ventrikulárnym a distálnym katétrom a príslušenstvom na zavedenie",{"$nulls":10},{"v":1598.58,"d":"1,598.580000"},"set"]
[12,"XA1.2","X04926","P82138","systém drenážny komorový OSVII/OSVII Low Pro","na liečbu hydrocefalu, s príslušenstvom","ITG","FR","ks",{"v":0.1,"d":"10.00%"},{"v":1024,"d":"1,024.00"},{"v":1024,"d":"1,024.00"},{"v":0,"d":"0.00"},{"v":0,"d":"0.0000%"},"I","DCH(BA,BB), NCH",90219090]
[13,"XA1.2","X00013","P81077","Neprogramovateľný ventil Codman - Hakim Precision, set s ventrikulárnym a distálnym katétrom a príslušenstvom na zavedenie",null,"ITG","US","set",{"v":0.1,"d":"10.00%"},{"v":1190.7,"d":"1,190.70"},{"v":1190.7,"d":"1,190.70"},{"v":0,"d":"0.00"},{"v":0,"d":"0.0000%"},"I","DCH(BA,BB), NCH",90219090]
[14,"XA1.2","X00016","P72075","GAV systém","Neprogramovateľný ventil, set s ventrikulárnym a distálnym katétrom a príslušenstvom na zavedenie","MIE","DE","set",{"v":0.1,"d":"10.00%"},{"v":1598.58,"d":"1,598.58"},{"v":1598.58,"d":"1,598.58"},{"v":0,"d":"0.00"},{"v":0,"d":"0.0000%"},"I","DCH(BA,BB), NCH",90219090]
[15,"XA1.2","X00017","P72075","Paedi-GAV","Neprogramovateľný ventil, set s ventrikulárnym a distálnym katétrom a príslušenstvom na zavedenie","MIE","DE","set",{"v":0.1,"d":"10.00%"},{"v":1598.58,"d":"1,598.58"},{"v":1598.58,"d":"1,598.58"},{"v":0,"d":"0.00"},{"v":0,"d":"0.0000%"},"I","DCH(BA,BB), NCH",90219090]
[16,{"$nulls":3},"XA1.3 Programovateľný ventil samostatný",{"$nulls":10},{"v":2354.06,"d":"2,354.060000"},"ks"]
[17,"XA1.3","X00008","P77602,P77603","ventil Strata II Valves úpravouBioGlide (REGULAR)","samostatný, normálna veľkosť, model 92866, malá veľkosť, model 92856","MDC","US","ks",{"v":0.1,"d":"10.00%"},994.95,994.95,{"v":0,"d":"0.00"},{"v":0,"d":"0.0000%"},"I","DCH(BA,BB), NCH",90219090]
[18,"XA1.3","X01418","P77606","Súprava nastaviteľných ventilov Strata NSC / Strata II","s príslušenstvom; rôzne typy a veľkosti","MDC","US","ks",{"v":0.1,"d":"10.00%"},{"v":1994.95,"d":"1,994.95"},{"v":1994.95,"d":"1,994.95"},{"v":0,"d":"0.00"},{"v":0,"d":"0.0000%"},"I","DCH(BA,BB), NCH",90219090]
[19,"XA1.3","X00009","P87785","Programovateľný ventil CODMAN® CERTAS ™ samostatný",null,"IEG","CH","ks",{"v":0.1,"d":"10.00%"},{"v":2285.88,"d":"2,285.88"},{"v":2285.88,"d":"2,285.88"},{"v":0,"d":"0.00"},{"v":0,"d":"0.0000%"},"I","DCH(BA,BB), NCH",90219090]
[20,"XA1.3","X00010","P81077","Programovateľný ventil Codman - Hakim samostatný",null,"ITG","US","ks",{"v":0.1,"d":"10.00%"},{"v":2343,"d":"2,343.00"},{"v":2343,"d":"2,343.00"},{"v":0,"d":"0.00"},{"v":0,"d":"0.0000%"},"I","DCH(BA,BB), NCH",90219090]
[21,"XA1.3","X00011","P72075","proGAV","Programovateľný ventil","MIE","DE","ks",{"v":0.1,"d":"10.00%"},{"v":2354.06,"d":"2,354.06"},{"v":2354.06,"d":"2,354.06"},{"v":0,"d":"0.00"},{"v":0,"d":"0.0000%"},"I","DCH(BA,BB), NCH",90219090]
[22,{"$nulls":3},"XA1.4 Neprogramovateľný ventil samostatný",{"$nulls":10},{"v":1090.69,"d":"1,090.690000"},"ks"]
[23,"XA1.4","X00020","P81077","Neprogramovateľný ventil Codman - Hakim Precision, samostatný.",null,"ITG","US","ks",{"v":0.1,"d":"10.00%"},{"v":1090.69,"d":"1,090.69"},{"v":1090.69,"d":"1,090.69"},{"v":0,"d":"0.00"},{"v":0,"d":"0.0000%"},"I","DCH(BA,BB), NCH",90219090]
[24,{"$nulls":3},"XA1.5 Rezervoár cerebrospinálnej tekutiny s ventrikulárnym katétrom",{"$nulls":10},{"v":534.15,"d":"534.150000"},"set"]
[25,"XA1.5","X00024","P72075","Port cerebrospinálnej tekutiny Christoph Miethke","s ventrikulárnym katétrom","MIE","DE","set",{"v":0.1,"d":"10.00%"},257.73,257.73,{"v":0,"d":"0.00"},{"v":0,"d":"0.0000%"},"I","DCH(BA,BB), NCH",90189084]
[26,"XA1.5","X00022","P57608","Rezervoár cerebrospinálnej tekutiny Rikham-Holter s ventrikulárnym katétrom",null,"ITG","US","set",{"v":0.1,"d":"10.00%"},{"v":269,"d":"269.00"},{"v":269,"d":"269.00"},{"v":0,"d":"0.00"},{"v":0,"d":"0.0000%"},"I","DCH(BA,BB), NCH",90219090]
[27,"XA1.5","X03306","P33620,P92378","Ventrikulárne zásobníky cerebrospinálnej tekutiny CSF a ventrikulárne katétre","s príslušenstvom","MDC","US","set",{"v":0.1,"d":"10.00%"},{"v":316.8,"d":"316.80"},{"v":316.8,"d":"316.80"},{"v":0,"d":"0.00"},{"v":0,"d":"0.0000%"},"I","DCH(BA,BB), NCH",90183900]
[28,"XA1.5","X00023","P72075","Rezervoár cerebrospinálnej tekutiny Christoph Miethke","S ventrikulárnym katétrom","MIE","DE","set",{"v":0.1,"d":"10.00%"},407.77,407.77,{"v":0,"d":"0.00"},{"v":0,"d":"0.0000%"},"I","DCH(BA,BB), NCH",90189084]
[29,"XA1.5","X02718","P92378","Ventrikulárne zásobníky cerebrospinálnej tekutiny CSF a ventrikulárne katétre","s ventilom","MDC","US","set",{"v":0.1,"d":"10.00%"},{"v":410.2,"d":"410.20"},{"v":410.2,"d":"410.20"},{"v":0,"d":"0.00"},{"v":0,"d":"0.0000%"},"I","DCH(BA,BB), NCH",90189084]
[30,"XA1.5","X01453","P57608,P57615","Rezervoár cerebrospinálnej tekutiny  s ventrikulárnym katétrom","modely Rikham, Salmon, Selker, Holter, Accu Flo","ITG","US","set",{"v":0.1,"d":"10.00%"},489.64,489.64,{"v":0,"d":"0.00"},{"v":0,"d":"0.0000%"},"I","DCH(BA,BB), NCH",90213990]
[31,{"$nulls":3},"XA1.6 Ventrikulárne a distálne katétre k ventilom",{"$nulls":10},{"v":297.67,"d":"297.670000"},"ks"]
[32,"XA1.6","X00519","P64868,P64869,P64870,P64871,P64872,P64873,P64874,P64875","Katétre peritoneálne","vnútorný priemer: 1,2mm, 1,3mm  Vonkajší priemer: 2,1mm, 2,5mm  Dĺžka: 90 – 120cm Tlakové rozmedzie: 0,5 – 14,4 cm H2O Katéter peritoneálny Open End, Standard, Small, with Wall Slits","MDC","US","ks",{"v":0.1,"d":"10.00%"},126.19,126.19,{"v":0,"d":"0.00"},{"v":0,"d":"0.0000%"},"I","DCH(BA,BB), NCH",90213990]
[33,"XA1.6","X00517","P64847,P64851,P64853,P64855,P64856,P77605,P65199","Katétre ventrikulárne","vnútorný priemer : 1,2mm, 1,3mm, 1,5mm vonkajší priemer: 2,1mm, 2,5mm, 2,8mm Dĺžka:230mm Katéter ventrikulárnySmall, standard, Translusent, RightAngle, Extra Lenght Markers","MDC","US","ks",{"v":0.1,"d":"10.00%"},159.41,159.41,{"v":0,"d":"0.00"},{"v":0,"d":"0.0000%"},"I","DCH(BA,BB), NCH",90213990]
[34,"XA1.6","X00518","P65201,P77604","Katétre peritoneálne","vnútorný priemer: 1,2mm, 1,3mm  Vonkajší priemer: 2,1mm, 2,5mm  Dĺžka: 90 – 120cm Tlakové rozmedzie: 0,5 – 14,4 cm H2O Katéter peritoneálny Open End, Standard, Small, with Wall Slits","MDC","US","ks",{"v":0.1,"d":"10.00%"},172.69,172.69,{"v":0,"d":"0.00"},{"v":0,"d":"0.0000%"},"I","DCH(BA,BB), NCH",90213990]
[35,"XA1.6","X03312","P64864","Ventrikulárne a distálne katétre k ventilom Medtronic","s príslušenstvom; rôzne typy a veľkosti","MDC","US","ks",{"v":0.1,"d":"10.00%"},179.96,179.96,{"v":0,"d":"0.00"},{"v":0,"d":"0.0000%"},"I","DCH(BA,BB), NCH",90183900]
[36,"XA1.6","X00516","P64846,P64849,P64852,P64854,P79438,P79439,P79440","Katétre ventrikulárne","vnútorný priemer : 1,2mm, 1,3mm, 1,5mm vonkajší priemer: 2,1mm, 2,5mm, 2,8mm Dĺžka:40 - 130mm Katéter ventrikulárny Small, standard, Translusent, RightAngle, Extra Lenght Markers","MDC","US","ks",{"v":0.1,"d":"10.00%"},193.53,193.53,{"v":0,"d":"0.00"},{"v":0,"d":"0.0000%"},"I","DCH(BA,BB), NCH",90213990]
[37,"XA1.6","X00026","P72075","Katétre Christoph Miethke","ventrikulárne a distálne katétre k ventilom","MIE","DE","ks",{"v":0.1,"d":"10.00%"},212.84,212.84,{"v":0,"d":"0.00"},{"v":0,"d":"0.0000%"},"I","DCH(BA,BB), NCH",90183900]
[38,"XA1.6","X00025","P57608,P81077","Ventrikulárne a distálne katétre Holter, CODMAN* k ventilom",null,"ITG","US","ks",{"v":0.1,"d":"10.00%"},297.67,297.67,{"v":0,"d":"0.00"},{"v":0,"d":"0.0000%"},"I","DCH(BA,BB), NCH",90219090]
[39,{"$nulls":3},"XA1.7 Ventrikulárne a distálne katétre impregnované antibiotikami k ventilom",{"$nulls":10},{"v":510.23,"d":"510.230000"},"ks"]
[40,"XA1.7","X00012","P65036,P87785","Ventikulárne a distálne katétre impregnované antibiotikami -CODMAN® BACTISEAL®",null,"IEG","US","ks",{"v":0.1,"d":"10.00%"},{"v":265.6,"d":"265.60"},{"v":265.6,"d":"265.60"},{"v":0,"d":"0.00"},{"v":0,"d":"0.0000%"},"I","DCH(BA,BB), NCH",90219090]
[41,"XA1.7","X03401","P93710","Ventrikulárne a distálne katétre Medtronic Ares™ impregnované antibiotikami","impregnovaný antibiotikom, rôzne modely","MDC","US","ks",{"v":0.1,"d":"10.00%"},444.34,444.34,{"v":0,"d":"0.00"},{"v":0,"d":"0.0000%"},"I","DCH(BA,BB), NCH",90219090]
[42,{"$nulls":3},"XA1.8 Ventrikulárne a distálne katétre povlečené liekmi k ventilom",{"$nulls":10},{"v":440.44,"d":"440.440000"},"ks"]
[43,"XA1.8","X00027","P88119,P88120,P88121","Ventrikulárne a distálne katétre Spiegelberg","impregnované striebrom","SPB","DE","ks",{"v":0.1,"d":"10.00%"},440.44,440.44,{"v":0,"d":"0.00"},{"v":0,"d":"0.0000%"},"I","DCH(BA,BB), NCH",90183900]
[44,{"$nulls":3},"XA1.9 Súprava na externú drenáž mozgových komôr",{"$nulls":10},{"v":388.44,"d":"388.440000"},"set"]
[45,"XA1.9","X03905","P95547","Ventrikulárny katéter Raumedic pre externú drenáž mozgových komôr EDS 870 772","drenážny systém Raumedic - katéter","RAC","DE","ks",{"v":0.2,"d":"20.00%"},267.96,267.96,{"v":0,"d":"0.00"},{"v":0,"d":"0.0000%"},"I","ANS, DCH(BA,BB), NCH, UCH",9189084]
[46,"XA1.9","X02537","P79459,P79460,P79461,P79462","Externé drenážne a monitorovacie katétre","rôzne typy a modely","MDC","US","set",{"v":0.1,"d":"10.00%"},272.32,272.32,{"v":0,"d":"0.00"},{"v":0,"d":"0.0000%"},"I","ANS, DCH(BA,BB), NCH, UCH",9189084]
[47,"XA1.9","X00028","P82872","Systém drenážny a monitorovaí externý Exacta","Externý drenážny a monitorovací systém Exacta™","MDC","US","set",{"v":0.2,"d":"20.00%"},275.35,275.35,{"v":0,"d":"0.00"},{"v":0,"d":"0.0000%"},"I","ANS, DCH(BA,BB), NCH, UCH",9189084]
[48,"XA1.9","X04719","P93433","Súprava drenážna na reguláciu CSF","s externým drenážnym monitorovacím systémom Exacta / Strata","MDC","US","ks",{"v":0.2,"d":"20.00%"},388.25,388.25,{"v":0,"d":"0.00"},{"v":0,"d":"0.0000%"},"I","ANS, DCH(BA,BB), NCH, UCH",90189084]
[49,"XA1.9","X00030","P83347","Súprava na externú drenáž mozgových komôr Spiegelberg","katéter, zberný sáčik a meracia doštička","SPB","DE","set",{"v":0.1,"d":"10.00%"},{"v":388.3,"d":"388.30"},{"v":388.3,"d":"388.30"},{"v":0,"d":"0.00"},{"v":0,"d":"0.0000%"},"I","ANS, DCH(BA,BB), NCH, UCH",9189084]
[50,"XA1.9","X03237","P91719","Systém drenážny CSF s možnosťou monitorovania ICP",null,"BIR","IL","set",{"v":0.2,"d":"20.00%"},{"v":388.4,"d":"388.40"},{"v":388.4,"d":"388.40"},{"v":0,"d":"0.00"},{"v":0,"d":"0.0000%"},"I","ANS, DCH(BA,BB), NCH, UCH",90189084]
[51,"XA1.9","X00029","P57616","Súprava na externú drenáž mozgových komôr EDS s ventrikulárnym katétrom",null,"ITG","US","set",{"v":0.2,"d":"20.00%"},388.44,388.44,{"v":0,"d":"0.00"},{"v":0,"d":"0.0000%"},"I","ANS, DCH(BA,BB), NCH, UCH",9189084]
[52,{"$nulls":3},"XA1.9.1 Súprava na externú drenáž mozgových komôr intracerebrálnych hematómov s aktívnym mechanickým odsávaním",{"$nulls":10},{"v":8197.2,"d":"8,197.200000"},"set"]
[53,"XA1.9.1","X04985","P0430A","Kanister Artemis APCAN2 (Penumbra)",null,"PNB","US","set",{"v":0.2,"d":"20.00%"},{"v":145.2,"d":"145.20"},{"v":145.2,"d":"145.20"},{"v":0,"d":"0.00"},{"v":0,"d":"0.0000%"},"I","CHI, NCH",9189084]
[54,"XA1.9.1","X05024","P99981","Zariadenie neurochirurgické odsávacie Artemis",null,"PNB","US","set",{"v":0.2,"d":"20.00%"},{"v":8197.2,"d":"8,197.20"},{"v":8197.2,"d":"8,197.20"},{"v":0,"d":"0.00"},{"v":0,"d":"0.0000%"},"I","CHI, NCH",9189084]
[55,{"$nulls":3},"XA1.10 Súprava na externú drenáž mozgových komôr bez ventrikulárneho katétra",{"$nulls":10},{"v":240.15,"d":"240.150000"},"set"]
[56,"XA1.10","X00031","P82872","Systém drenážny a monitorovací externý Exacta",null,"MDC","US","set",{"v":0.2,"d":"20.00%"},213.18,213.18,{"v":0,"d":"0.00"},{"v":0,"d":"0.0000%"},"I","ANS, DCH(BA,BB), NCH, UCH",9183900]
[57,"XA1.10","X00032","P58048","Súprava na externú drenáž mozgových komôr EDS bez ventrikulárneho katétra",null,"ITG","US","set",{"v":0.2,"d":"20.00%"},240.15,240.15,{"v":0,"d":"0.00"},{"v":0,"d":"0.0000%"},"I","ANS, DCH(BA,BB), NCH, UCH",9183900]
[58,{"$nulls":3},"XA1.11 Lumbálny katéter ku externej drenáži cerebrospinálnej tekutiny",{"$nulls":10},{"v":263.43,"d":"263.430000"},"ks"]
[59,"XA1.11","X04718","P93541","Katéter EDM lumbálny monitorovací","súprava drenážna lubálna EDM; modely 46418, 46419, 46420","MDC","US","ks",{"v":0.2,"d":"20.00%"},230.19,230.19,{"v":0,"d":"0.00"},{"v":0,"d":"0.0000%"},"I","ANS, DCH(BA,BB), NCH",90183900]
[60,"XA1.11","X00033","P57616","Codman lumbálny katéter ku externej drenáži cerebrospinálnej tekutiny",null,"ITG","US","ks",{"v":0.2,"d":"20.00%"},263.43,263.43,{"v":0,"d":"0.00"},{"v":0,"d":"0.0000%"},"I","ANS, DCH(BA,BB), NCH",9183900]
[61,{"$nulls":3},"XA1.12 Ventrikulárny katéter impregnovaný antibiotikami pre externú drenáž mozgových komôr",{"$nulls":10},{"v":345.59,"d":"345.590000"},"ks"]
[62,"XA1.12","X00035","P83346","Ventrikulárny katéter pre externú drenáž mozgových komôr Spiegelberg","impregnovaný striebrom","SPB","DE","ks",{"v":0.1,"d":"10.00%"},175.99,175.99,{"v":0,"d":"0.00"},{"v":0,"d":"0.0000%"},"I","ANS, DCH(BA,BB), NCH, UCH",90183900]
[63,"XA1.12","X00034","P70772","Bactiseal EDS ventrikulárny katéter impregnovaný antibiotikami pre externú drenáž mozgových komôr",null,"ITG","US","ks",{"v":0.2,"d":"20.00%"},{"v":211.2,"d":"211.20"},{"v":211.2,"d":"211.20"},{"v":0,"d":"0.00"},{"v":0,"d":"0.0000%"},"I","ANS, DCH(BA,BB), NCH, UCH",9183900]
[64,{"$nulls":3},"XA2 Systémy na intrakraniálny monitoring"]
[65,{"$nulls":3},"XA2.1 Snímač intrakraniálneho tlaku intracerebrálny",{"$nulls":10},{"v":858.75,"d":"858.750000"},"ks"]
[66,"XA2.1","X03841","P87330","NEUROVENT® P092946 ICP snímač intakraniálneho tlaku intracerebrálny","parenchýmove čidlo tlakové","RAC","DE","ks",{"v":0.2,"d":"20.00%"},{"v":838.2,"d":"838.20"},{"v":838.2,"d":"838.20"},{"v":0,"d":"0.00"},{"v":0,"d":"0.0000%"},"I","ANS, DCH(BA,BB), NCH, UCH",9189084]
[67,"XA2.1","X00036","P59939","Codman ICP snímač intakraniálneho tlaku intracerebrálny",null,"ITG","US","ks",{"v":0.2,"d":"20.00%"},858.75,858.75,{"v":0,"d":"0.00"},{"v":0,"d":"0.0000%"},"I","ANS, DCH(BA,BB), NCH, UCH",9183900]
[68,{"$nulls":3},"XA2.2 Snímač intrakraniálneho tlaku intraventikulárny",{"$nulls":10},{"v":947.07,"d":"947.070000"},"ks"]
[69,"XA2.2","X00037","P59939","Codman ICP snímač intakraniálneho tlaku intraventrikulárny",null,"ITG","US","ks",{"v":0.2,"d":"20.00%"},947.07,947.07,{"v":0,"d":"0.00"},{"v":0,"d":"0.0000%"},"I","ANS, DCH(BA,BB), NCH, UCH",9183900]
[70,{"$nulls":3},"XA2.3.1 Systémy na intrakraniálny monitoring neinvazívne",{"$nulls":10},{"v":411.31,"d":"411.310000"},"pár"]
[71,"XA2.3.1","X04870","P99666","Príslušenstvo k oxymetru NeurOs VO200","lepiaca podložka a izolátor","MES","CA","pár",{"v":0.2,"d":"20.00%"},{"v":275,"d":"275.00"},{"v":275,"d":"275.00"},{"v":0,"d":"0.00"},{"v":0,"d":"0.0000%"},"I","ANS, CCH, KCH, NCH",90183984]
[72,"XA2.3.1","X03735","P94713","Senzory pre cerebrálnu oximetriu Masimo O3","NIRS neinvazívne snímače saturácie rSO2 a SpO2","MAI","US","pár",{"v":0.2,"d":"20.00%"},281.16,281.16,{"v":0,"d":"0.00"},{"v":0,"d":"0.0000%"},"I","ANS, CCH, KCH, NCH",90189084]
[73,"XA2.3.1","X01452","P76434","Near infrared neinvazívny snímač regionálnej cerebrálnej perfúzie a saturácie rSO2","Senzory pre monitorovanie INVOS","COV","US","pár",{"v":0.2,"d":"20.00%"},411.31,411.31,{"v":0,"d":"0.00"},{"v":0,"d":"0.0000%"},"I","ANS, CCH, KCH, NCH",90189084]
[74,{"$nulls":3},"XA3 Programovateľné neurostimulátory mozgu"]
[75,{"$nulls":3},"XA3.1 Programovateľný neurostimulátor mozgu",{"$nulls":10},{"v":36248,"d":"36,248.000000"},"set neurostimulátor s príslušenstvom"]
[76,"XA3.1","X03554","P91752","Elektródy a zavádzacie hadičky MicroTargeting","k neurostimulátoru","FHC","US","set",{"v":0.1,"d":"10.00%"},{"v":1076.9,"d":"1,076.90"},{"v":1076.9,"d":"1,076.90"},{"v":0,"d":"0.00"},{"v":0,"d":"0.0000%"},"I","NCH(BA,BB,KE), ZP",90219090]
[77,"XA3.1","X05132","P0996A","Systém neurostimulačný implantovateľný Percept PC","príslušenstvo na hĺbkovú mozgovú stimuláciu (DBS)","MDC","US","ks",{"v":0.2,"d":"20.00%"},{"v":1812.72,"d":"1,812.72"},{"v":1812.72,"d":"1,812.72"},{"v":0,"d":"0.00"},{"v":0,"d":"0.0000%"},"I","NCH(BA,BB,KE), ZP",85176200]
[78,"XA3.1","X03469","P92112,P92111,P92110","Príslušenstvo Alpha Omega k hlbokej mozgovej stimulácii","Spotrebný materiál - príslušenstvo Alpha Omega na Micromar stereotaktický rám","APN","IL","set",{"v":0.2,"d":"20.00%"},{"v":4900,"d":"4,900.00"},{"v":4900,"d":"4,900.00"},{"v":0,"d":"0.00"},{"v":0,"d":"0.0000%"},"I","NCH(BA,BB,KE), ZP",90180390]
[79,"XA3.1","X05262","P2515A","Súprava smerových elektród SenSight","príslušenstvo k neurostimmulátorom na DBS, rôzne modely","MDC","US","set",{"v":0.2,"d":"20.00%"},{"v":4950,"d":"4,950.00"},{"v":4950,"d":"4,950.00"},{"v":0,"d":"0.00"},{"v":0,"d":"0.0000%"},"I","NCH(BA,BB,KE), ZP",90189084]
[80,"XA3.1","X00042","P84140","ACTIVA PC","Nedobíjateľný neurostimulátor / Activa PC - non-rechargeable neurostimulator - príslušenstvo","MDC","US","set",{"v":0.2,"d":"20.00%"},{"v":5780.02,"d":"5,780.02"},{"v":5780.02,"d":"5,780.02"},{"v":0,"d":"0.00"},{"v":0,"d":"0.0000%"},"I","NCH(BA,BB,KE), ZP",39173100]
[81,"XA3.1","X00044","P84140","ACTIVA RC","Dobíjateľný neurostimulátor / Activa RC - bilateral rechargeable neurostimulator - príslušenstvo","MDC","US","set",{"v":0.2,"d":"20.00%"},{"v":9474.96,"d":"9,474.96"},{"v":9474.96,"d":"9,474.96"},{"v":0,"d":"0.00"},{"v":0,"d":"0.0000%"},"I","NCH(BA,BB,KE), ZP",39173100]
[82,"XA3.1","X05131","P0996A","Nedobíjateľný neurostimulátor implantovateľný Percept PC","na hĺbkovú mozgovú stimuláciu (DBS)","MDC","US","ks",{"v":0.1,"d":"10.00%"},{"v":23966.47,"d":"23,966.47"},{"v":23966.47,"d":"23,966.47"},{"v":0,"d":"0.00"},{"v":0,"d":"0.0000%"},"I","NCH(BA,BB,KE), ZP",90189084]
[83,"XA3.1","X00045","P84139,P84140","ACTIVA PC","Nedobíjateľný neurostimulátor / Activa PC - non-rechargeable impllantable neurostimulator","MDC","US","set",{"v":0.1,"d":"10.00%"},{"v":24514.6,"d":"24,514.60"},{"v":24514.6,"d":"24,514.60"},{"v":0,"d":"0.00"},{"v":0,"d":"0.0000%"},"I","NCH(BA,BB,KE), ZP",90219090]
[84,"XA3.1","X00043","P84139,P84140","ACTIVA RC","Dobíjateľný neurostimulátor / Activa RC - bilateral rechargeable neurostimulator","MDC","US","set",{"v":0.1,"d":"10.00%"},{"v":30467.75,"d":"30,467.75"},{"v":30467.75,"d":"30,467.75"},{"v":0,"d":"0.00"},{"v":0,"d":"0.0000%"},"I","NCH(BA,BB,KE), ZP",90219090]
[85,{"$nulls":3},"XA3.2 PROGRAMOVATEĽNÝ NEUROSTIMULÁTOR MOZGU DOBÍJATEĽNÝ 16-KONTAKTNÝ",{"$nulls":10},{"v":35404.01,"d":"35,404.010000"},"set neurostimulátor s príslušenstvom"]
[86,"XA3.2","X04521","P98137","Neurostimulátor dobíjateľný Vercise Gevia","príslušenstvo, na hĺbkovú mozgovú stimuláciu","BSC","US","set",{"v":0.2,"d":"20.00%"},{"v":4950,"d":"4,950.00"},{"v":4950,"d":"4,950.00"},{"v":0,"d":"0.00"},{"v":0,"d":"0.0000%"},"I","NCH(BA,BB,KE), ZP",90183900]
[87,"XA3.2","X04522","P98137","Neurostimulátor dobíjateľný Vercise Gevia","na hĺbkovú mozgovú stimuláciu","BSC","US","set",{"v":0.1,"d":"10.00%"},{"v":30454.01,"d":"30,454.01"},{"v":30454.01,"d":"30,454.01"},{"v":0,"d":"0.00"},{"v":0,"d":"0.0000%"},"I","NCH(BA,BB,KE), ZP",90219090]
[88,{"$nulls":3},"XA3.3 PROGRAMOVATEĽNÝ NEUROSTIMULÁTOR MOZGU NEDOBÍJATEĽNÝ 16-KONTAKTNÝ",{"$nulls":10},{"v":27849.61,"d":"27,849.610000"},"set neurostimulátor s príslušenstvom"]
[89,"XA3.3","X04495","P96291","Neurostimulátor Vercise PC","príslušenstvo, nedobíjateľný, na hĺbkovú mozgovú stimuláciu","BSC","US","set",{"v":0.2,"d":"20.00%"},{"v":3335.71,"d":"3,335.71"},{"v":3335.71,"d":"3,335.71"},{"v":0,"d":"0.00"},{"v":0,"d":"0.0000%"},"I","NCH(BA,BB,KE), ZP",90183900]
[90,"XA3.3","X04496","P96291","Neurostimulátor Vercise PC","nedobíjateľný, na hĺbkovú mozgovú stimuláciu","BSC","US","set",{"v":0.1,"d":"10.00%"},{"v":24514.6,"d":"24,514.60"},{"v":24514.6,"d":"24,514.60"},{"v":0,"d":"0.00"},{"v":0,"d":"0.0000%"},"I","NCH(BA,BB,KE), ZP",90219090]
[91,{"$nulls":3},"XA3.4 DBS ELEKTRÓDY K PROGRAMOVATEĽNÉMU 16-KONTAKTNÉMU NEUROSTIMULÁTORU MOZGU",{"$nulls":10},{"v":2887.62,"d":"2,887.620000"},"set neurostimulátor s príslušenstvom"]
[92,"XA3.4","X04520","P98095,P98096","Súprava DBS elektród k neurostimulátoru Vercise. Súprava smerových DBS elektród Vercise Cartesia.","rôzne modely","BSC","US","bal",{"v":0.1,"d":"10.00%"},{"v":2887.62,"d":"2,887.62"},{"v":2887.62,"d":"2,887.62"},{"v":0,"d":"0.00"},{"v":0,"d":"0.0000%"},"I","NCH(BA,BB,KE), ZP",90219090]
[93,{"$nulls":3},"XA3.5 PROGRAMOVATEĽNÝ NEUROSTIMULÁTOR MOZGU DOBÍJATEĽNÝ 16-KONTAKTNÝ, SMEROVÝ, MRI KOMPATIBILNÝ (SET)",{"$nulls":10},{"v":42629.31,"d":"42,629.310000"},"set"]
[94,"XA3.5","X05309","P2250A,P98096","Neurostimulátor na hĺbkovú mozgovú stimuláciu Vercise Genus™ - RC; Súprava smerových DBS elektród Vercise Cartesia","s príslušenstvom; rôzne modely","BSC","US","set",{"v":0.2,"d":"20.00%"},{"v":5922.64,"d":"5,922.64"},{"v":5922.64,"d":"5,922.64"},{"v":0,"d":"0.00"},{"v":0,"d":"0.0000%"},"I","NCH, NEU",90219090,11500]
[95,"XA3.5","X05308","P2250A,P98096","Neurostimulátor na hĺbkovú mozgovú stimuláciu Vercise Genus™ - RC; Súprava smerových DBS elektród Vercise Cartesia","s príslušenstvom; rôzne modely","BSC","US","set",{"v":0.1,"d":"10.00%"},{"v":36706.67,"d":"36,706.67"},{"v":36706.67,"d":"36,706.67"},{"v":0,"d":"0.00"},{"v":0,"d":"0.0000%"},"I","NCH, NEU",90219090,11499]
[96,{"$nulls":3},"XA3.6 PROGRAMOVATEĽNÝ NEUROSTIMULÁTOR MOZGU NEDOBÍJATEĽNÝ 16-KONTAKTNÝ, SMEROVÝ, MRI KOMPATIBILNÝ (SET)",{"$nulls":10},{"v":39202.95,"d":"39,202.950000"},"set"]
[97,"XA3.6","X05311","P2250A,P98096","Neurostimulátor na hĺbkovú mozgovú stimuláciu Vercise Genus™ - PC; Súprava smerových DBS elektród Vercise Cartesia","s príslušenstvom; rôzne modely","BSC","US","set",{"v":0.2,"d":"20.00%"},{"v":2867.73,"d":"2,867.73"},{"v":2867.73,"d":"2,867.73"},{"v":0,"d":"0.00"},{"v":0,"d":"0.0000%"},"I","NCH, NEU",90219090,11502]
[98,"XA3.6","X05310","P2250A,P98096","Neurostimulátor na hĺbkovú mozgovú stimuláciu Vercise Genus™ - PC; Súprava smerových DBS elektród Vercise Cartesia","s príslušenstvom; rôzne modely","BSC","US","set",{"v":0.1,"d":"10.00%"},{"v":36335.22,"d":"36,335.22"},{"v":36335.22,"d":"36,335.22"},{"v":0,"d":"0.00"},{"v":0,"d":"0.0000%"},"I","NCH, NEU",90219090,11501]
[99,{"$nulls":3},"XA4 Programovateľné neurostimulátory miechy"]
[100,{"$nulls":3},"XA4.1 Programovateľný neurostimulátor miechy dobíjateľný",{"$nulls":10},{"v":28435,"d":"28,435.000000"},"set neurostimulátor s príslušenstvom"]
[101,"XA4.1","X03779","P93913","Systém neurostimulačný spinálny Freedom 8","časť 2/2: miechový stimulátor s príslušenstvom, elektróda a príslušenstvo","SMW","US","set",{"v":0.1,"d":"10.00%"},{"v":2111.45,"d":"2,111.45"},{"v":2111.45,"d":"2,111.45"},{"v":0,"d":"0.00"},{"v":0,"d":"0.0000%"},"I","NCH, ZP",90189075]
[102,"XA4.1","X01101","P89159","Neurostimulátor Restore/ Intellis","časť 2/2: Programovateľný, dobíjateľný stimulátor miechy","MDT","US","set",{"v":0.2,"d":"20.00%"},{"v":5143.62,"d":"5,143.62"},{"v":5143.62,"d":"5,143.62"},{"v":0,"d":"0.00"},{"v":0,"d":"0.0000%"},"I","NCH, ZP",85044055]
[103,"XA4.1","X01437","P89519,P84140","Restore/ Intellis","Programovateľný, dobíjateľný neurostimulátor miechy so subkutánnou elektródou - príslušenstvo","MDC","US","set",{"v":0.2,"d":"20.00%"},{"v":5143.64,"d":"5,143.64"},{"v":5143.64,"d":"5,143.64"},{"v":0,"d":"0.00"},{"v":0,"d":"0.0000%"},"I","NCH, ZP",90219090]
[104,"XA4.1","X01438","P89519,P84140","Restore/ Intellis","Programovateľný, dobíjateľný neurostimulátor miechy s chirurgickou elektródou - príslušenstvo","MDC","US","set",{"v":0.2,"d":"20.00%"},{"v":5143.64,"d":"5,143.64"},{"v":5143.64,"d":"5,143.64"},{"v":0,"d":"0.00"},{"v":0,"d":"0.0000%"},"I","NCH, ZP",90181910]
[105,"XA4.1","X03780","P93913","Systém neurostimulačný spinálny Freedom","časť 1/2: miechový stimulátor s príslušenstvom, FRE8 Generátor impulzov","SMW","US","set",{"v":0.2,"d":"20.00%"},{"v":18469.44,"d":"18,469.44"},{"v":18469.44,"d":"18,469.44"},{"v":0,"d":"0.00"},{"v":0,"d":"0.0000%"},"I","NCH, ZP",90189075]
[106,"XA4.1","X01102","P89159","Neurostimulátor Restore/ Intellis","časť 1/2: Programovateľný, dobíjateľný stimulátor miechy","MDT","US","set",{"v":0.1,"d":"10.00%"},{"v":22022,"d":"22,022.00"},{"v":22022,"d":"22,022.00"},{"v":0,"d":"0.00"},{"v":0,"d":"0.0000%"},"I","NCH, ZP",90189084]
[107,"XA4.1","X01435","P89159,P84140","Restore/ Intellis","Programovateľný, dobíjateľný neurostimulátor miechy s chirurgickou elektródou","MDC","US","set",{"v":0.1,"d":"10.00%"},{"v":22176.4,"d":"22,176.40"},{"v":22176.4,"d":"22,176.40"},{"v":0,"d":"0.00"},{"v":0,"d":"0.0000%"},"I","NCH, ZP",90219090]
[108,"XA4.1","X01436","P89159,P84140","Restore/ Intellis","Programovateľný, dobíjateľný neurostimulátor miechy so subkutánnou elektródou","MDC","US","set",{"v":0.1,"d":"10.00%"},{"v":23156.38,"d":"23,156.38"},{"v":23156.38,"d":"23,156.38"},{"v":0,"d":"0.00"},{"v":0,"d":"0.0000%"},"I","NCH, ZP",90219090]
[109,"XA4.1","X00048","P87803","Generátor puzný implantovateľný Senza™","s príslušenstvom","NEC","US","set",{"v":0.1,"d":"10.00%"},{"v":28435,"d":"28,435.00"},{"v":28435,"d":"28,435.00"},{"v":0,"d":"0.00"},{"v":0,"d":"0.0000%"},"I","NCH, ZP",90211010]
[110,{"$nulls":3},"XA4.1.1 Programovatelný neurostimulátor miechy nízkofrekvenčný nedobijatelný",{"$nulls":10},{"v":18278.29,"d":"18,278.290000"},"set"]
[111,"XA4.1.1","X00046","P84140","Prime Advanced","časť 1/2: Nedobíjateľný neurostimulátor miechy / PrimeADVANCED - non-rechargeable implantable neurostimulator - príslušenstvo","MDC","US","set",{"v":0.2,"d":"20.00%"},{"v":2455,"d":"2,455.00"},{"v":2455,"d":"2,455.00"},{"v":0,"d":"0.00"},{"v":0,"d":"0.0000%"},"I","NCH, ZP",90181990]
[112,"XA4.1.1","X01424","P84140","PrimeADVANCED","Programovateľný nedobíjateľný neurostimulátor miechy so subkutánnou elektródou / PrimeADVANCED - non-rechargeable neurostimulator - accessories","MDC","US","set",{"v":0.2,"d":"20.00%"},{"v":2455,"d":"2,455.00"},{"v":2455,"d":"2,455.00"},{"v":0,"d":"0.00"},{"v":0,"d":"0.0000%"},"I","NCH, ZP",90181990]
[113,"XA4.1.1","X01425","P84140","PrimeADVANCED","Programovateľný nedobíjateľný neurostimulátor miechy s chirurgickou elektródou / PrimeADVANCED programmable non-rechargeable neurostimulator - accessories","MDC","US","set",{"v":0.2,"d":"20.00%"},{"v":2455,"d":"2,455.00"},{"v":2455,"d":"2,455.00"},{"v":0,"d":"0.00"},{"v":0,"d":"0.0000%"},"I","NCH, ZP",90181990]
[114,"XA4.1.1","X00047","P84138,P84140","Prime Advanced","časť 2/2: Nedobíjateľný neurostimulátor miechy / PrimeADVANCED - non-rechargeable implantable neurostimulator","MDC","US","set",{"v":0.1,"d":"10.00%"},{"v":15668.9,"d":"15,668.90"},{"v":15668.9,"d":"15,668.90"},{"v":0,"d":"0.00"},{"v":0,"d":"0.0000%"},"I","NCH, ZP",90219090]
[115,"XA4.1.1","X01423","P84138,P89519,P84140","PrimeADVANCED","Programovateľný nedobíjateľný neurostimulátor miechy so subkutánnou elektródou / PrimeADVANCED - non-rechargeable neurostimulator","MDC","US","set",{"v":0.1,"d":"10.00%"},{"v":15823.29,"d":"15,823.29"},{"v":15823.29,"d":"15,823.29"},{"v":0,"d":"0.00"},{"v":0,"d":"0.0000%"},"I","NCH, ZP",90219090]
[116,"XA4.1.1","X01422","P84138,P84140,P89519","PrimeADVANCED","Programovateľný nedobíjateľný neurostimulátor miechy s chirurgickou elektródou / PrimeADVANCED - non-rechargeable neurostimulator","MDC","US","set",{"v":0.1,"d":"10.00%"},{"v":15823.29,"d":"15,823.29"},{"v":15823.29,"d":"15,823.29"},{"v":0,"d":"0.00"},{"v":0,"d":"0.0000%"},"I","NCH, ZP",90219090]
[117,{"$nulls":3},"XA4.1.2 Programovateľný neurostimulátor miechy dobíjateľný multifrekvenčný",{"$nulls":10},{"v":24224.2,"d":"24,224.200000"},"set"]
[118,"XA4.1.2","X04101","P96292,P96293","Neurostimulátor Precision. Neurostimulátor Precision Montage MRI - príslušenstvo","systém SCS dobíjateľný, multifrekvenčný, MRI celotelový, na stimuláciu miechy","BSC","US","set",{"v":0.2,"d":"20.00%"},{"v":5654,"d":"5,654.00"},{"v":5654,"d":"5,654.00"},{"v":0,"d":"0.00"},{"v":0,"d":"0.0000%"},"I","NCH, ZP",90183900]
[119,"XA4.1.2","X04102","P96293","Neurostimulátor Precision. Neurostimulátor Precision Montage MRI - generátor s elektródami.","systém SCS dobíjateľný, multifrekvenčný, MRI celotelový, na stimuláciu miechy","BSC","US","set",{"v":0.1,"d":"10.00%"},{"v":24224.2,"d":"24,224.20"},{"v":24224.2,"d":"24,224.20"},{"v":0,"d":"0.00"},{"v":0,"d":"0.0000%"},"I","NCH, ZP",90219090]
[120,{"$nulls":3},"XA4.1.3 Programovateľný multifrekvenčný dobíjateľný neurostimulátor miechy- 4 kanalový",{"$nulls":10},{"v":29878.2,"d":"29,878.200000"},"set"]
[121,"XA4.1.3","X04367","P96292,P94601","Neurostimulátor Precision. Neurostimulátor Precision Spectra","príslušenstvo, dobíjateľný, na stimuláciu miechy","BSC","US","set",{"v":0.2,"d":"20.00%"},{"v":5654,"d":"5,654.00"},{"v":5654,"d":"5,654.00"},{"v":0,"d":"0.00"},{"v":0,"d":"0.0000%"},"I","NCH, ZP",90183900]
[122,"XA4.1.3","X04366","P96292,P94601","Neurostimulátor Precision. Neurostimulátor Precision Spectra","dobíjateľný, na stimuláciu miechy","BSC","US","set",{"v":0.1,"d":"10.00%"},{"v":24224.2,"d":"24,224.20"},{"v":24224.2,"d":"24,224.20"},{"v":0,"d":"0.00"},{"v":0,"d":"0.0000%"},"I","NCH, ZP",90219090]
[123,{"$nulls":3},"XA4.2 Neurostimulačný systém na stimuláciu sakrálneho nervu",{"$nulls":10},{"v":13183.72,"d":"13,183.720000"},"set"]
[124,"XA4.2","X01241","P88935","Neurostimulátor InterStim II","časť 2/2: Neurostimulačný systém na stimuláciu sakrálneho nervu","MDT","US","set",{"v":0.1,"d":"10.00%"},{"v":10615,"d":"10,615.00"},{"v":10615,"d":"10,615.00"},{"v":0,"d":"0.00"},{"v":0,"d":"0.0000%"},"I","CHI(TT, MT, NR), URO (BA,MT,BB,KE), ZP",90215000]
[125,"XA4.2","X01240","P88935","Neurostimulátor InterStim II","časť 1/2: Neurostimulačný systém na stimuláciu sakrálneho nervu","MDT","US","set",{"v":0.2,"d":"20.00%"},{"v":2567.4,"d":"2,567.40"},{"v":2567.4,"d":"2,567.40"},{"v":0,"d":"0.00"},{"v":0,"d":"0.0000%"},"I","CHI(TT, MT, NR), URO (BA,MT,BB,KE), ZP",90189084]
[126,{"$nulls":3},"XA4.2.1 Neurostimulačný systém na stimuláciu sakrálneho nervu MRI kompatibilný",{"$nulls":10},{"v":12027,"d":"12,027.000000"},"set"]
[127,"XA4.2.1","X05148","P88935","Systém neurostimulačný InterStim Micro SureScan MRI","na stimuláciu sakrálneho nervu; príslušenstvo","MDC","US","set",{"v":0.2,"d":"20.00%"},{"v":1952,"d":"1,952.00"},{"v":1952,"d":"1,952.00"},{"v":0,"d":"0.00"},{"v":0,"d":"0.0000%"},"I","CHI, NCH, URO",85171200]
[128,"XA4.2.1","X05113","P0969A,P88935","Systém neurostimulačný Interstim/ InterStim Micro SureScan MRI","na stimuláciu sakrálneho nervu","MDC","US","set",{"v":0.1,"d":"10.00%"},{"v":12027,"d":"12,027.00"},{"v":12027,"d":"12,027.00"},{"v":0,"d":"0.00"},{"v":0,"d":"0.0000%"},"I","CHI, NCH, URO",90219090]
[129,{"$nulls":3},"XA4.2.2 Neurostimulačný systém na stimuláciu sakrálneho nervu MRI kompatibilný dobíjateľný",{"$nulls":10},{"v":13930,"d":"13,930.000000"},"set"]
[130,"XA4.2.2","X05112","P0969A,P88935","Systém neurostimulačný Interstim/ InterStim Micro SureScan MRI dobíjateňý","na stimuláciu sakrálneho nervu - príslušenstvo","MDC","US","set",{"v":0.2,"d":"20.00%"},{"v":2699,"d":"2,699.00"},{"v":2699,"d":"2,699.00"},{"v":0,"d":"0.00"},{"v":0,"d":"0.0000%"},"I","CHI, NCH, URO",90219090]
[131,"XA4.2.2","X05110","P0969A,P88935","Systém neurostimulačný Interstim /InterStim Micro SureScan MRI","na stimuláciu sakrálneho nervu; dobíjateľný","MDC","US","set",{"v":0.1,"d":"10.00%"},{"v":13930,"d":"13,930.00"},{"v":13930,"d":"13,930.00"},{"v":0,"d":"0.00"},{"v":0,"d":"0.0000%"},"I","CHI, NCH, URO",90219090]
[132,{"$nulls":3},"XA4.3 Neurostimulačný systém na stimuláciu predných koreňov sakrálneho nervu Brindley metódou",{"$nulls":10},{"v":13310,"d":"13,310.000000"},"set"]
[133,"XA4.3","X02353","P85002","Brindleyho implantát","stimulátor predného sakrálneho koreňa","FIN-GB","GB","set",{"v":0.1,"d":"10.00%"},{"v":13310,"d":"13,310.00"},{"v":13310,"d":"13,310.00"},{"v":0,"d":"0.00"},{"v":0,"d":"0.0000%"},"I","NCH(MT, BA), ZP",90219090]
[134,{"$nulls":3},"XA5 Imlantovateľné infúzne liekové pumpy programovateľné"]
[135,{"$nulls":3},"XA5.1 Implantovateľná intratekálna infúzna lieková pumpa programovateľná s príslušenstvom a katétrami",{"$nulls":10},{"v":18124,"d":"18,124.000000"},"set"]
[136,"XA5.1","X00040","P87437","Pumpa infúzna SynchroMed II","Programovateľná pumpa SYNCHROMED II – príslušenstvo/ (Tunelizátor, Refill kit)","MDC","US","set",{"v":0.2,"d":"20.00%"},98.76,98.76,{"v":0,"d":"0.00"},{"v":0,"d":"0.0000%"},"I","DCH(BA), NCH, ZP",90189084]
[137,"XA5.1","X00038","P59203","Implantovateľná intratekálna infúzna lieková pumpa programovateľná MEDSTREAM™ s príslušenstvom a katétrami",null,"CDN-CH","CH","set",{"v":0.1,"d":"10.00%"},{"v":18000.4,"d":"18,000.40"},{"v":18000.4,"d":"18,000.40"},{"v":0,"d":"0.00"},{"v":0,"d":"0.0000%"},"I","DCH(BA), NCH, ZP",9183900]
[138,"XA5.1","X00039","P87437","Pumpa infúzna SynchroMed II","Programovateľná pumpa / Programmable pump SYNCHROMED II","MDC","US","set",{"v":0.1,"d":"10.00%"},{"v":18025.13,"d":"18,025.13"},{"v":18025.13,"d":"18,025.13"},{"v":0,"d":"0.00"},{"v":0,"d":"0.0000%"},"I","DCH(BA), NCH, ZP",90219090]
[139,{"$nulls":3},"XA6 Imlantovateľné infúzne liekové pumpy neprogramovateľné"]
[140,{"$nulls":3},"XA6.1 Implantovateľná intratekálna infúzna lieková pumpa neprogramovateľná s príslušenstvom a katétrami",{"$nulls":10},{"v":6769.49,"d":"6,769.490000"},"set"]
[141,"XA6.1","X00041","P59203","Implantovateľná intratekálna neprogramovateľná infúzna lieková pumpa Archimedes s príslušenstvom a katétrami",null,"CDN-CH","CH","set",{"v":0.1,"d":"10.00%"},{"v":6769.49,"d":"6,769.49"},{"v":6769.49,"d":"6,769.49"},{"v":0,"d":"0.00"},{"v":0,"d":"0.0000%"},"I","NCH, ZP",9183900]
[142,{"$nulls":3},"XA7 Stimulátory nervus vagus"]
[143,{"$nulls":3},"XA7.1 Stimulátor nervus vagus",{"$nulls":10},{"v":13270.3,"d":"13,270.300000"},"set stimulátor s príslušenstvom"]
[144,"XA7.1","X00571","P59663","Stimulátor nervus vagus - príslušenstvo","časť 1/3: tunelátor a súprava pre pacienta","LVN","US","set",{"v":0.2,"d":"20.00%"},{"v":686.4,"d":"686.40"},{"v":686.4,"d":"686.40"},{"v":0,"d":"0.00"},{"v":0,"d":"0.0000%"},"I","DCH, DCH(BA), NCH(BA,KE), ZP",90189085]
[145,"XA7.1","X00570","P59663","Stimulátor nervus vagus - elektróda","časť 2/3: implantovateľná elektróda, ktorá prenáša impulzy do nervus vagus","LVN","US","set",{"v":0.1,"d":"10.00%"},{"v":2667.49,"d":"2,667.49"},{"v":2667.49,"d":"2,667.49"},{"v":0,"d":"0.00"},{"v":0,"d":"0.0000%"},"I","DCH, DCH(BA), NCH(BA,KE), ZP",90219090]
[146,"XA7.1","X00572","P59663","Stimulátor nervus vagus - generátor","časť 3/3: implantovateľný generátor impulzov","LVN","US","set",{"v":0.1,"d":"10.00%"},{"v":9460,"d":"9,460.00"},{"v":9460,"d":"9,460.00"},{"v":0,"d":"0.00"},{"v":0,"d":"0.0000%"},"I","DCH, DCH(BA), NCH(BA,KE), ZP",90219090]
[147,"XA7.1","X04883","P99873","stimulátor vagových nervov VNS Therapy","Sentiva 1000/AspireSR 106; s príslušenstvom","LVN","USA","ks",{"v":0.1,"d":"10.00%"},{"v":11290,"d":"11,290.00"},{"v":11290,"d":"11,290.00"},{"v":0,"d":"0.00"},{"v":0,"d":"0.0000%"},"I","DCH, DCH(BA), NCH(BA,KE), ZP",90219090]
[148,{"$nulls":3},"XA8 Implantáty neurochirurgické",{"$nulls":10},{"v":451.33,"d":"451.330000"},"set"]
[149,"XA8","X05163","P1089A","Implantát neurochirurgický Neuro Plating System - sterilná súprava","rôzne druhy","OEN","KR","set",{"v":0.1,"d":"10.00%"},451.33,451.33,{"v":0,"d":"0.00"},{"v":0,"d":"0.0000%"},"I","CHI, NCH, UCH",90211090]
[150,{"$nulls":3},"XA8.1 Implantáty neurochirurgické, systém dláh a skrutiek",{"$nulls":10},{"v":376.72,"d":"376.720000"},"set"]
[151,"XA8.1","X05346","P0766A","Implantát neurochirurgický Neuro Plating System","s príslušenstvom; rôzne druhy","OEN","KR","set",{"v":0.1,"d":"10.00%"},376.72,376.72,{"v":0,"d":"0.00"},{"v":0,"d":"0.0000%"},"I","CHI, NCH, UCH",90211090,11278]
[152,{"$nulls":3},"XA8.2 Implantáty neurochirurgické, systém sieťok a skrutiek",{"$nulls":10},{"v":1538.26,"d":"1,538.260000"},"set"]
[153,"XA8.2","X05347","P0766A","Implantát neurochirurgický Neuro Plating System","s príslušenstvom; rôzne druhy","OEN","KR","set",{"v":0.1,"d":"10.00%"},{"v":1538.26,"d":"1,538.26"},{"v":1538.26,"d":"1,538.26"},{"v":0,"d":"0.00"},{"v":0,"d":"0.0000%"},"I","CHI, NCH, UCH",90211090,11279]
[154,{"$nulls":3},"XA8.3 Implantáty neurochirurgické, klipy na aneurizmy",{"$nulls":10},{"v":365.36,"d":"365.360000"},"ks"]
[155,"XA8.3","X05348","P72427","Implantát neurochirurgický Yasargil / Phynox / T-Bar","klipy na aneuryzmy","AES","DE","ks",{"v":0.1,"d":"10.00%"},365.36,365.36,{"v":0,"d":"0.00"},{"v":0,"d":"0.0000%"},"I","CHI, NCH, RAT",9183900,11280]
[156,{"$nulls":3},"XB1 Systémy mechanickej podpory srdca"]
[157,{"$nulls":3},"XB1.1 Set kontrapulzačný",{"$nulls":10},{"v":1503.99,"d":"1,503.990000"},"set"]
[158,"XB1.1","X00645","P70249","Linear, Mega, Sensation, Sensation Plus","rôzne veľkosti 7-8F, 25-50cc","DAT","US","set",{"v":0.2,"d":"20.00%"},{"v":1503.99,"d":"1,503.99"},{"v":1503.99,"d":"1,503.99"},{"v":0,"d":"0.00"},{"v":0,"d":"0.0000%"},"I","ANS, KAR, KCH",90183900]
[159,"XB1.1","X02220","P15086","Ultra 8 Fiberoptic 30-40cc, Ultra Flex FiberOptic 30-40cc, Ultra 8 30-40cc, UltraFlex 30-40cc, NarrowFlex 30-40cc, RediGuard 30-40-50cc","rôzne veľkosti a typy","ARR","US","set",{"v":0.2,"d":"20.00%"},{"v":1503.99,"d":"1,503.99"},{"v":1503.99,"d":"1,503.99"},{"v":0,"d":"0.00"},{"v":0,"d":"0.0000%"},"I","ANS, KAR, KCH",90183900]
[160,{"$nulls":3},"XB1.2 Krátkodobý komorový podporný  systém (vrátane ECMO)",{"$nulls":10},{"v":10041.26,"d":"10,041.260000"},"ks"]
[161,"XB1.2","X05226","P2293A","Súprava Kanyly NovaPort One KU, vaskulárna","pre ECMO/rôzne veľkosti","XEN","DE","ks",{"v":0.2,"d":"20.00%"},542.12,542.12,{"v":0,"d":"0.00"},{"v":0,"d":"0.0000%"},"I","ANS, KAR, KCH",90183900]
[162,"XB1.2","X05225","P2292A","Súprava Kanyly NovaPort Twin KU, vaskulárna","pre ECMO/rôzne veľkosti","XEN","DE","ks",{"v":0.2,"d":"20.00%"},{"v":2099.79,"d":"2,099.79"},{"v":2099.79,"d":"2,099.79"},{"v":0,"d":"0.00"},{"v":0,"d":"0.0000%"},"I","ANS, KAR, KCH",90183900]
[163,"XB1.2","X04569","P71390","Katéter pre mimotelový obeh s povrchom bioline / softline","rôzne typy (Avalon Elite bikaválny dvojlúmenový ECMO kompatibilný katéter)","MQT","DE","ks",{"v":0.2,"d":"20.00%"},{"v":2100,"d":"2,100.00"},{"v":2100,"d":"2,100.00"},{"v":0,"d":"0.00"},{"v":0,"d":"0.0000%"},"I","ANS, KAR, KCH",90183900]
[164,"XB1.2","X05314","P2643A","Oxygenátor Nautilus","ECMO s biologickou povrchovou úpravou Balance Biosurface","MC3","US","set",{"v":0.2,"d":"20.00%"},{"v":2571.25,"d":"2,571.25"},{"v":2571.25,"d":"2,571.25"},{"v":0,"d":"0.00"},{"v":0,"d":"0.0000%"},"I","ANS, KAR, KCH",90189084,11480]
[165,"XB1.2","X05227","P2289A","Pľúcna membrána /ILA membránový ventilátor s KU konektorom","so sústavou hadičiek","XEN","DE","set",{"v":0.2,"d":"20.00%"},{"v":3696.26,"d":"3,696.26"},{"v":3696.26,"d":"3,696.26"},{"v":0,"d":"0.00"},{"v":0,"d":"0.0000%"},"I","ANS, KAR, KCH",90189084]
[166,"XB1.2","X05313","P2644A","Oxygenátor Nautilus Smart","ECMO s biologickou povrchovou úpravou Balance Biosurface","MC3","US","set",{"v":0.2,"d":"20.00%"},{"v":4608,"d":"4,608.00"},{"v":4608,"d":"4,608.00"},{"v":0,"d":"0.00"},{"v":0,"d":"0.0000%"},"I","ANS, KAR, KCH",90189084,11484]
[167,"XB1.2","X05228","P2291A","Súprava pľúcnej membrány/Novalung kity a iLA activve kity","XLung 230, MiniLung 1-4, iLA activve iLA/iLA IPS, iLA activve XLung/MiniLung","XEN","DE","set",{"v":0.2,"d":"20.00%"},{"v":5141.51,"d":"5,141.51"},{"v":5141.51,"d":"5,141.51"},{"v":0,"d":"0.00"},{"v":0,"d":"0.0000%"},"I","ANS, KAR, KCH",90189084]
[168,"XB1.2","X01235","P89728,P89729","HLS Set Advanced, HIT Set, PLS Set, PALP Set, MECC Set, CI Set, ECLS Set, ODP Set","rôzne veľkosti, ako súčasť systému Cardiohelp","MQT","DE","ks",{"v":0.2,"d":"20.00%"},{"v":5142.09,"d":"5,142.09"},{"v":5142.09,"d":"5,142.09"},{"v":0,"d":"0.00"},{"v":0,"d":"0.0000%"},"I","ANS, KAR, KCH",90189084]
[169,"XB1.2","X04898","P84552","Podpora srdcová Pulse Cath iVAC2L","pulzná docasná, s príslušenstvom","PUC","NL","ks",{"v":0.2,"d":"20.00%"},{"v":9800,"d":"9,800.00"},{"v":9800,"d":"9,800.00"},{"v":0,"d":"0.00"},{"v":0,"d":"0.0000%"},"I","ANS, KAR, KCH",90189084]
[170,"XB1.2","X01406","P77769","Thoratec CentriMag VAD kit","Thoratec CentriMag VAD kit","THO","CH","ks",{"v":0.1,"d":"10.00%"},{"v":10041.26,"d":"10,041.26"},{"v":10041.26,"d":"10,041.26"},{"v":0,"d":"0.00"},{"v":0,"d":"0.0000%"},"I","ANS, KAR, KCH",90189060]
[171,"XB1.2","X01407","P79030","Thoratec PediVAS blood pump","Thoratec PediVAS blood pump","THO","CH","ks",{"v":0.1,"d":"10.00%"},{"v":10041.26,"d":"10,041.26"},{"v":10041.26,"d":"10,041.26"},{"v":0,"d":"0.00"},{"v":0,"d":"0.0000%"},"I","ANS, KAR, KCH",90189060]
[172,{"$nulls":3},"XB1.3 Dlhodobý komorový podporný systém intrakorporálny",{"$nulls":10},{"v":107757.76,"d":"107,757.760000"},"ks"]
[173,"XB1.3","X04751","P99277","Systém ventrikulárny asistenčný Jarvik 2000","pre dospelých","JAR","US","ks",{"v":0.1,"d":"10.00%"},{"v":98252,"d":"98,252.00"},{"v":98252,"d":"98,252.00"},{"v":0,"d":"0.00"},{"v":0,"d":"0.0000%"},"I","KAR(NÚSCH), KCH(NÚSCH), ZP",90189060]
[174,"XB1.3","X02638","P88331","Podpora cirkulačná HeartWare®","srdcová, implantovateľná","HEN","US","ks",{"v":0.1,"d":"10.00%"},{"v":107690,"d":"107,690.00"},{"v":107690,"d":"107,690.00"},{"v":0,"d":"0.00"},{"v":0,"d":"0.0000%"},"I","KAR(NÚSCH), KCH(NÚSCH), ZP",90213990]
[175,"XB1.3","X03807","P95172","Thoratec HeartMate 3 LVAS","Systém implantbilný srdcový","THO","US","ks",{"v":0.1,"d":"10.00%"},{"v":107757.76,"d":"107,757.76"},{"v":107757.76,"d":"107,757.76"},{"v":0,"d":"0.00"},{"v":0,"d":"0.0000%"},"I","KAR(NÚSCH), KCH(NÚSCH), ZP",90189060]
[176,"XB1.3","X02269","P91864","Thoratec HeartMate II LVAS","Systém implantbilný srdcový New controller","THO","US","ks",{"v":0.1,"d":"10.00%"},{"v":107757.76,"d":"107,757.76"},{"v":107757.76,"d":"107,757.76"},{"v":0,"d":"0.00"},{"v":0,"d":"0.0000%"},"I","KAR(NÚSCH), KCH(NÚSCH), ZP",90189060]
[177,{"$nulls":3},"XB2 Kardiostimulátory"]
[178,{"$nulls":3},"XB2.2 Kardiostimulátor jednodutinový bez frekvenčnej adaptácie",{"$nulls":10},{"v":1358.83,"d":"1,358.830000"},"ks"]
[179,"XB2.2","X00647","P85265","Kardiostimulátor Vitatron E10","Digitálny jednodutinový kardiostimulátor E10S","VTM","NL","ks",{"v":0.1,"d":"10.00%"},751.41,751.41,{"v":0,"d":"0.00"},{"v":0,"d":"0.0000%"},"I","KAR",90215000]
[180,"XB2.2","X04405","P96952","Enticos 4 S","Kardiostimulátor implantovateľný jednodutinový s IS-1 prípojkou","XBT-DE","DE","ks",{"v":0.1,"d":"10.00%"},{"v":800,"d":"800.00"},{"v":800,"d":"800.00"},{"v":0,"d":"0.00"},{"v":0,"d":"0.0000%"},"I","KAR",90215000]
[181,"XB2.2","X03664","P91343","Endurity Core","Kardiostimulátor jednodutinový bez frekvenčnej adaptácie","SJM","US","ks",{"v":0.1,"d":"10.00%"},{"v":907.5,"d":"907.50"},{"v":907.5,"d":"907.50"},{"v":0,"d":"0.00"},{"v":0,"d":"0.0000%"},"I","KAR",90215000]
[182,"XB2.2","X00650","P87163","Effecta S","Kardostimulátor jednodutinový bez frekvenčnej adaptácie","XBT-DE","DE","ks",{"v":0.1,"d":"10.00%"},{"v":1067.22,"d":"1,067.22"},{"v":1067.22,"d":"1,067.22"},{"v":0,"d":"0.00"},{"v":0,"d":"0.0000%"},"I","KAR",90215000]
[183,"XB2.2","X00764","P85026","kardiostimulátor 1-dutinový ESPRIT S","Rozmery:37.4 x 41.5 x 6.1 mm Hmotnosť:19g Objem:7,5cm3. Možnosť stimulácie A alebo V.","BSI","IT","ks",{"v":0.1,"d":"10.00%"},{"v":1355.2,"d":"1,355.20"},{"v":1355.2,"d":"1,355.20"},{"v":0,"d":"0.00"},{"v":0,"d":"0.0000%"},"I","KAR",90215000]
[184,{"$nulls":3},"XB2.3 Kardiostimulátor jednodutinový s frekvenčnou adaptáciou",{"$nulls":10},{"v":1799.27,"d":"1,799.270000"},"ks"]
[185,"XB2.3","X04406","P96952","Enticos 4 SR","Kardiostimulátor implantovateľný jednodutinový s IS-1 prípojkou","XBT-DE","DE","ks",{"v":0.1,"d":"10.00%"},{"v":1050,"d":"1,050.00"},{"v":1050,"d":"1,050.00"},{"v":0,"d":"0.00"},{"v":0,"d":"0.0000%"},"I","KAR",90215000]
[186,"XB2.3","X03665","P91343","Endurity Core","Kardiostimulátor jednodutinový s frekvenčnou adaptáciou","SJM","US","ks",{"v":0.1,"d":"10.00%"},{"v":1210,"d":"1,210.00"},{"v":1210,"d":"1,210.00"},{"v":0,"d":"0.00"},{"v":0,"d":"0.0000%"},"I","KAR",90215000]
[187,"XB2.3","X03226","P88884","Sustain XL SR","Kardiostimulátor jednodutinový s frekvenčnou adaptáciou","SJM","US","ks",{"v":0.1,"d":"10.00%"},{"v":1210,"d":"1,210.00"},{"v":1210,"d":"1,210.00"},{"v":0,"d":"0.00"},{"v":0,"d":"0.0000%"},"I","KAR",90215000]
[188,"XB2.3","X00653","P85264","Kardiostimulátor Vitatron G20","Digitálny jednodutinový kardiostimulátor s frekvenčnou adaptáciou G20SR","VTM","NL","ks",{"v":0.1,"d":"10.00%"},{"v":1340.68,"d":"1,340.68"},{"v":1340.68,"d":"1,340.68"},{"v":0,"d":"0.00"},{"v":0,"d":"0.0000%"},"I","KAR",90215000]
[189,"XB2.3","X01719","P82992","Kardiostimulátor jednodutinový s frekvenčnou adaptáciou","EASY Plus SR","MCO-IT","IT","ks",{"v":0.1,"d":"10.00%"},{"v":1367.3,"d":"1,367.30"},{"v":1367.3,"d":"1,367.30"},{"v":0,"d":"0.00"},{"v":0,"d":"0.0000%"},"I","KAR",90215000]
[190,"XB2.3","X00655","P71856","ADAPTA SR","Jednodutinový kardiostimulátor s frekvenčnou odpoveďou (AAIR/VVIR) všetky typy","MDC","US","ks",{"v":0.1,"d":"10.00%"},{"v":1399.73,"d":"1,399.73"},{"v":1399.73,"d":"1,399.73"},{"v":0,"d":"0.00"},{"v":0,"d":"0.0000%"},"I","KAR",90215000]
[191,"XB2.3","X00659","P87163","Effecta SR","Effecta SR","XBT-DE","DE","ks",{"v":0.1,"d":"10.00%"},{"v":1595.02,"d":"1,595.02"},{"v":1595.02,"d":"1,595.02"},{"v":0,"d":"0.00"},{"v":0,"d":"0.0000%"},"I","KAR",90215000]
[192,"XB2.3","X03232","P91343,P76298","Endurity, Zephyr SR","Kardostimulátor jednodutinový s frekvenčnou adaptáciou","SJM","US","ks",{"v":0.1,"d":"10.00%"},{"v":1694,"d":"1,694.00"},{"v":1694,"d":"1,694.00"},{"v":0,"d":"0.00"},{"v":0,"d":"0.0000%"},"I","KAR",90215000]
[193,"XB2.3","X01473","P89556","Advantio SR J062","J062 konektory IS-1; vxšxh v cm 4,45x4,57x0,75; objem 11,5cm3; hmotnosť 23,5g","BSC","US","ks",{"v":0.1,"d":"10.00%"},{"v":1799.27,"d":"1,799.27"},{"v":1799.27,"d":"1,799.27"},{"v":0,"d":"0.00"},{"v":0,"d":"0.0000%"},"I","KAR",90215000]
[194,"XB2.3","X01474","P89555","Ingenio SR J172","J172 konektory IS-1; vxšxh v cm 4,45x4,57x0,75; objem 11,5cm3; hmotnosť 23,5g","BSC","US","ks",{"v":0.1,"d":"10.00%"},{"v":2093.3,"d":"2,093.30"},{"v":1799.27,"d":"1,799.27"},294.03,{"v":0.140462,"d":"14.0462%"},"S","KAR",90215000]
[195,"XB2.3","X03291","P92433","kardiostimulátor jednodutinový Kora 100 SR","s frekvenčnou adaptáciou, implantovateľný, s príslušenstvom","MFM","IT","ks",{"v":0.1,"d":"10.00%"},{"v":2099.35,"d":"2,099.35"},{"v":1799.27,"d":"1,799.27"},300.08,{"v":0.142939,"d":"14.2939%"},"S","KAR",90215000]
[196,"XB2.3","X00656","P81094,P81091,P81087,P81089","Kardiostimulátor jednodutinový s frekvenčnou adaptáciou ALTRUA","ModelTypVeľkosť výškaxšírkaxdĺžka (mm)Hmotnosť (g)Objem (cm2)Konektor                                                                                  S601SR42x42x8.023.410.0IS-1                                                                                               S204SR44 x 47 x 8.024.9115/6mm                                                                                               S201SR42 x 42 x 8.023.610.13.2mm/IS-1                                                                                               S501SR42 x 42 x 8.023.410IS-1                                                                                               S401SR42x42x8.023.410.0IS-1","BSC","US","ks",{"v":0.1,"d":"10.00%"},{"v":2105.4,"d":"2,105.40"},{"v":1799.27,"d":"1,799.27"},306.13,{"v":0.145402,"d":"14.5402%"},"S","KAR",90215000]
[197,"XB2.3","X00765","P87003","kardiostimulátor 1-dutinový ESPRIT SR","1-dutinové, Rozmery:37.4 x 41.5 x 6.1 mm Hmotnosť:19g Objem:7,5cm3. Možnosť stimulácie A alebo V.","MFM","IT","ks",{"v":0.1,"d":"10.00%"},{"v":2114.52,"d":"2,114.52"},{"v":1799.27,"d":"1,799.27"},315.25,{"v":0.149088,"d":"14.9088%"},"S","KAR",90215000]
[198,{"$nulls":3},"XB2.3.1 Kardiostimulátor jednodutinový s frekvenčnou adaptáciou MRI kompatibilný",{"$nulls":10},{"v":2224,"d":"2,224.000000"},"ks"]
[199,"XB2.3.1","X04481","P98035","Enitra 6 SR, Enitra 6 SR-T, Enitra 8 SR-T","Kardiostimulátor implantovateľný jednodutinový MRI kompatibilný","XBT-DE","DE","ks",{"v":0.1,"d":"10.00%"},{"v":1100,"d":"1,100.00"},{"v":1100,"d":"1,100.00"},{"v":0,"d":"0.00"},{"v":0,"d":"0.0000%"},"I","KAR",90215000]
[200,"XB2.3.1","X04330","P96958","Kardiostimulátor jednodutinový/dvojdutinový Astras technológiou Surescan","Astra XT SR MRI SureScan","MDT","US","ks",{"v":0.1,"d":"10.00%"},{"v":1100,"d":"1,100.00"},{"v":1100,"d":"1,100.00"},{"v":0,"d":"0.00"},{"v":0,"d":"0.0000%"},"I","KAR",901819]
[201,"XB2.3.1","X05186","P1702A","Kardiostimulátor jednodutinový Iris SR MRI","na mobilné monitorovanie","MCO","IT","ks",{"v":0.1,"d":"10.00%"},{"v":1211.34,"d":"1,211.34"},{"v":1211.34,"d":"1,211.34"},{"v":0,"d":"0.00"},{"v":0,"d":"0.0000%"},"I","KAR",90215000]
[202,"XB2.3.1","X04576","P97568","Kardiostimulátor implantovateľný Vitatron séria Q","Model Q20A2","MDT","US","ks",{"v":0.1,"d":"10.00%"},{"v":1331,"d":"1,331.00"},{"v":1331,"d":"1,331.00"},{"v":0,"d":"0.00"},{"v":0,"d":"0.0000%"},"I","KAR",901819]
[203,"XB2.3.1","X04578","P97873","Kardiostimulátor jednodutinový Attesta a Sphera s technológiou SureScan","Modely ATSR01, SPSR01","MDT","US","ks",{"v":0.1,"d":"10.00%"},{"v":1331,"d":"1,331.00"},{"v":1331,"d":"1,331.00"},{"v":0,"d":"0.00"},{"v":0,"d":"0.0000%"},"I","KAR",901819]
[204,"XB2.3.1","X03788","P94768","Kardiostimulátor jednodutinový KORA 250 SR","implantovateľný; s príslušenstvom, MRI kompatibilný","MFM","IT","ks",{"v":0.1,"d":"10.00%"},{"v":1899.7,"d":"1,899.70"},{"v":1899.7,"d":"1,899.70"},{"v":0,"d":"0.00"},{"v":0,"d":"0.0000%"},"I","KAR",90215000]
[205,"XB2.3.1","X05279","P2294A","Kardiostimulátor jednodutinový ALIZEA SR 1300","implantovateľný","MFM","IT","ks",{"v":0.1,"d":"10.00%"},{"v":1900,"d":"1,900.00"},{"v":1900,"d":"1,900.00"},{"v":0,"d":"0.00"},{"v":0,"d":"0.0000%"},"I","KAR",90215000]
[206,"XB2.3.1","X02657","P89556","ADVANTIO SR MRI","Kardiostimulátor jednodutinový s frekvenčnou adaptáciou, podmienečne kompatibilný s prostredím MR, J065","BSC-US","US","ks",{"v":0.1,"d":"10.00%"},{"v":1972.3,"d":"1,972.30"},{"v":1972.3,"d":"1,972.30"},{"v":0,"d":"0.00"},{"v":0,"d":"0.0000%"},"I","KAR",90215000]
[207,"XB2.3.1","X03565","P94401","Essentio SR L100, Essentio SR MRi L110","Kardiostimulátor jednodutinový s frekvenčnou adaptáciou, MRI","BSC-US","US","ks",{"v":0.1,"d":"10.00%"},{"v":1972.3,"d":"1,972.30"},{"v":1972.3,"d":"1,972.30"},{"v":0,"d":"0.00"},{"v":0,"d":"0.0000%"},"I","KAR",90215000]
[208,"XB2.3.1","X05108","P96958","Kardiostimulátor jednodutinový Azure S SR MRI SureScan","model W3SR01","MDT","US","ks",{"v":0.1,"d":"10.00%"},{"v":2001,"d":"2,001.00"},{"v":2001,"d":"2,001.00"},{"v":0,"d":"0.00"},{"v":0,"d":"0.0000%"},"I","KAR",90215000]
[209,"XB2.3.1","X05329","P96958","Kardiostimulátor jednodutinový Azure XT SR","MRI kompatibilný s technológiou Surescan","MDC","US","ks",{"v":0.1,"d":"10.00%"},{"v":2001.3,"d":"2,001.30"},{"v":2001.3,"d":"2,001.30"},{"v":0,"d":"0.00"},{"v":0,"d":"0.0000%"},"I","KAR",90215000,11463]
[210,"XB2.3.1","X03101","P84421","Kardiostimulátor ADVISA SR MRI™SURESCAN™ A3SR01","Jednodutinový digitálny kardiostimulátor s technológiouSureScan (VVIR), s podmieneným použitím v prostredí MR","MDC","US","ks",{"v":0.1,"d":"10.00%"},{"v":2001.34,"d":"2,001.34"},{"v":2001.34,"d":"2,001.34"},{"v":0,"d":"0.00"},{"v":0,"d":"0.0000%"},"I","KAR",90215000]
[211,"XB2.3.1","X00658","P84362","Evia SR (MRI)","Kardostimulátor jednodutinový s frekvenčnou adaptáciou, MRI kompatibilný (celotelový MRI sken)","XBT-DE","DE","ks",{"v":0.1,"d":"10.00%"},{"v":2071.04,"d":"2,071.04"},{"v":2071.04,"d":"2,071.04"},{"v":0,"d":"0.00"},{"v":0,"d":"0.0000%"},"I","KAR",90215000]
[212,"XB2.3.1","X02655","P89555","INGENIO SR MRI","Kardiostimulátor jednodutinový s frekvenčnou adaptáciou podmienečne kompatibilný s prostredím MR, J175","BSC-US","US","ks",{"v":0.1,"d":"10.00%"},{"v":2147.75,"d":"2,147.75"},{"v":2147.75,"d":"2,147.75"},{"v":0,"d":"0.00"},{"v":0,"d":"0.0000%"},"I","KAR",90215000]
[213,"XB2.3.1","X03570","P94403","Accolade SR L300,  Accolade SR MRi L310","Kardiostimulátor jednodutinový s frekvenčnou adaptáciou, MRI","BSC-US","US","ks",{"v":0.1,"d":"10.00%"},{"v":2220.35,"d":"2,220.35"},{"v":2220.35,"d":"2,220.35"},{"v":0,"d":"0.00"},{"v":0,"d":"0.0000%"},"I","KAR",90215000]
[214,"XB2.3.1","X03978","P96305","Evity SR-T (MRI)","Kardostimulátor jednodutinový s frekvenčnou adaptáciou, MRI kompatibilný (celotelový MRI sken), Modely: Evity 6 SR-T, Evity 8 SR-T","XBT-DE","DE","ks",{"v":0.1,"d":"10.00%"},{"v":2222.41,"d":"2,222.41"},{"v":2222.41,"d":"2,222.41"},{"v":0,"d":"0.00"},{"v":0,"d":"0.0000%"},"I","KAR",90215000]
[215,"XB2.3.1","X01746","P91343,P91342","Endurity MRI, Assurity MRI","jednodutinový kardiostimulátor s frekvenčnou adaptáciou, celotelové MRI","SJM","US","ks",{"v":0.1,"d":"10.00%"},{"v":2223.98,"d":"2,223.98"},{"v":2223.98,"d":"2,223.98"},{"v":0,"d":"0.00"},{"v":0,"d":"0.0000%"},"I","KAR",90215000]
[216,"XB2.3.1","X00652","P83978","Accent MRI","jednodutinový kardiostimulátor s frekvenčnou adaptáciou, celotelové MRI","SJM","US","ks",{"v":0.1,"d":"10.00%"},{"v":2224,"d":"2,224.00"},{"v":2224,"d":"2,224.00"},{"v":0,"d":"0.00"},{"v":0,"d":"0.0000%"},"I","KAR",90215000]
[217,"XB2.3.1","X02573","P92632","Epyra SR-T (MRI)","Kardostimulátor jednodutinový s frekvenčnou adaptáciou, MRI kompatibilný (celotelový MRI sken), Modely: Epyra 6 SR-T, Epyra 8 SR-T","XBT-DE","DE","ks",{"v":0.1,"d":"10.00%"},{"v":2224,"d":"2,224.00"},{"v":2224,"d":"2,224.00"},{"v":0,"d":"0.00"},{"v":0,"d":"0.0000%"},"I","KAR",90215000]
[218,"XB2.3.1","X01589","P87162","Estella SR (MRI), Estella SR-T (MRI)","Kardostimulátor jednodutinový s frekvenčnou adaptáciou, MRI kompatibilný (celotelový MRI sken)","XBT-DE","DE","ks",{"v":0.1,"d":"10.00%"},{"v":2224,"d":"2,224.00"},{"v":2224,"d":"2,224.00"},{"v":0,"d":"0.00"},{"v":0,"d":"0.0000%"},"I","KAR",90215000]
[219,"XB2.3.1","X00657","P84362","Evia SR-T (MRI)","Kardostimulátor jednodutinový s frekvenčnou adaptáciou, MRI kompatibilný (celotelový MRI sken)","XBT-DE","DE","ks",{"v":0.1,"d":"10.00%"},{"v":2224,"d":"2,224.00"},{"v":2224,"d":"2,224.00"},{"v":0,"d":"0.00"},{"v":0,"d":"0.0000%"},"I","KAR",90215000]
[220,{"$nulls":3},"XB2.3.1.1 KARDIOSTIMULÁTOR JEDNODUTINOVÝ MRI KOMPATIBILNÝ BEZELEKTRÓDOVÝ PRE TRANSKATÉTROVÚ IMPLANTÁCIU",{"$nulls":10},{"v":9298.85,"d":"9,298.850000"},"ks"]
[221,"XB2.3.1.1","X05055","P94571,P92202","Systém jednodutinový/dvojdutinový stimulačný na transkatétrovú implantáciu Micra a puzdro zavádzacie s hydrofilnou vrstvou Micra","Model MC1VR01, MC1AVR01, aplikačný softwér","MDC","US","ks",{"v":0.1,"d":"10.00%"},{"v":9298.85,"d":"9,298.85"},{"v":9298.85,"d":"9,298.85"},{"v":0,"d":"0.00"},{"v":0,"d":"0.0000%"},"I","KAR(NÚSCH,SÚSCCH, VÚSCH)",90215000]
[222,{"$nulls":3},"XB2.4 Kardiostimulátor dvojdutinový bez frekvenčnej adaptácie",{"$nulls":10},{"v":3784.88,"d":"3,784.880000"},"ks"]
[223,"XB2.4","X04407","P96952","Enticos 4 D","Kardiostimulátor implantovateľný dvojdutinový s IS-1 prípojkou","XBT-DE","DE","ks",{"v":0.1,"d":"10.00%"},{"v":1800,"d":"1,800.00"},{"v":1800,"d":"1,800.00"},{"v":0,"d":"0.00"},{"v":0,"d":"0.0000%"},"I","KAR",90215000]
[224,"XB2.4","X04516","P97910","Kardiostimulátor dvojdutinový IRIS D bez frekvenčnej adaptácie","objem 10,5cm3, hmotnosť 23,3g, rozmery 53,4x41,7x6,6cm","MCO","IT","ks",{"v":0.1,"d":"10.00%"},{"v":2000,"d":"2,000.00"},{"v":2000,"d":"2,000.00"},{"v":0,"d":"0.00"},{"v":0,"d":"0.0000%"},"I","KAR",90215000]
[225,"XB2.4","X03666","P91343","Endurity Core","Kardiostimulátor dvojdutinový bez frekvenčnej adaptácie","SJM","US","ks",{"v":0.1,"d":"10.00%"},{"v":2420,"d":"2,420.00"},{"v":2420,"d":"2,420.00"},{"v":0,"d":"0.00"},{"v":0,"d":"0.0000%"},"I","KAR",90215000]
[226,"XB2.4","X01759","P91447","Kardiostimulátor dvojdutinový bez frekvenčnej adaptácie","EOS D","MCO-IT","IT","ks",{"v":0.1,"d":"10.00%"},{"v":3079.99,"d":"3,079.99"},{"v":3079.99,"d":"3,079.99"},{"v":0,"d":"0.00"},{"v":0,"d":"0.0000%"},"I","KAR",90215000]
[227,"XB2.4","X00666","P87163","Effecta D","Kardostimulátor dvojdutinový bez frekvenčnej adaptácie","XBT-DE","DE","ks",{"v":0.1,"d":"10.00%"},{"v":3352.06,"d":"3,352.06"},{"v":3352.06,"d":"3,352.06"},{"v":0,"d":"0.00"},{"v":0,"d":"0.0000%"},"I","KAR",90215000]
[228,"XB2.4","X00767","P85026","kardiostimulátor 2-dutinový Esprit D","2-dutinový, Rozmery: 41.2 x 41.5 x 6.1 mmHmotnosť\" 20 gObjem\" 8 cm3","MFM","IT","ks",{"v":0.1,"d":"10.00%"},{"v":3568.28,"d":"3,568.28"},{"v":3568.28,"d":"3,568.28"},{"v":0,"d":"0.00"},{"v":0,"d":"0.0000%"},"I","KAR",90215000]
[229,"XB2.4","X00664","P71856","ADAPTA D","Dvojdutinový kardiostimulátor (DDD)","MDC","US","ks",{"v":0.1,"d":"10.00%"},{"v":3784.88,"d":"3,784.88"},{"v":3784.88,"d":"3,784.88"},{"v":0,"d":"0.00"},{"v":0,"d":"0.0000%"},"I","KAR",90215000]
[230,{"$nulls":3},"XB2.5 Kardiostimulátor dvojdutinový s frekvenčnou adaptáciou",{"$nulls":10},{"v":4289.45,"d":"4,289.450000"},"ks"]
[231,"XB2.5","X04408","P96952","Enticos 4 DR","Kardiostimulátor implantovateľný dvojdutinový s IS-1 prípojkou","XBT-DE","DE","ks",{"v":0.1,"d":"10.00%"},{"v":2000,"d":"2,000.00"},{"v":2000,"d":"2,000.00"},{"v":0,"d":"0.00"},{"v":0,"d":"0.0000%"},"I","KAR",90215000]
[232,"XB2.5","X04518","P97912","Kardiostimulátor dvojdutinový IRIS DR s frekvenčenou adaptáciou","objem 10,5cm3, hmotnosť 23,3g, rozmery 53,4x41,7x6,6cm","MCO","IT","ks",{"v":0.1,"d":"10.00%"},{"v":2280,"d":"2,280.00"},{"v":2280,"d":"2,280.00"},{"v":0,"d":"0.00"},{"v":0,"d":"0.0000%"},"I","KAR",90215000]
[233,"XB2.5","X01733","P88301","Kardiostimulátor dvojdutinový s frekvenčnou adaptáciou","GEA DR","MCO-IT","IT","ks",{"v":0.1,"d":"10.00%"},{"v":2719.16,"d":"2,719.16"},{"v":2719.16,"d":"2,719.16"},{"v":0,"d":"0.00"},{"v":0,"d":"0.0000%"},"I","KAR",90215000]
[234,"XB2.5","X00671","P85265","Kardiostimulátor Vitatron E60","Digitálny dvojdutinový kardiostimulátor s frekvenčnou adaptáciou E60DR","VTM","NL","ks",{"v":0.1,"d":"10.00%"},{"v":2750.33,"d":"2,750.33"},{"v":2750.33,"d":"2,750.33"},{"v":0,"d":"0.00"},{"v":0,"d":"0.0000%"},"I","KAR",90215000]
[235,"XB2.5","X03667","P91343","Endurity Core","Kardiostimulátor dvojdutinový s frekvenčnou adaptáciou","SJM","US","ks",{"v":0.1,"d":"10.00%"},{"v":2843.5,"d":"2,843.50"},{"v":2843.5,"d":"2,843.50"},{"v":0,"d":"0.00"},{"v":0,"d":"0.0000%"},"I","KAR",90215000]
[236,"XB2.5","X03227","P88884","Sustain XL DR","dvojdutinový kardiostimulátor s frekvenčnou adaptáciou","SJM","US","ks",{"v":0.1,"d":"10.00%"},{"v":2843.5,"d":"2,843.50"},{"v":2843.5,"d":"2,843.50"},{"v":0,"d":"0.00"},{"v":0,"d":"0.0000%"},"I","KAR",90215000]
[237,"XB2.5","X01471","P89556","Advantio DR J062, Advantio DR EL J063","J062 konektory IS-1, vxšxh v cm - 4,45x4,7x0,75, objem 12cm3, váha 24,5g; J174, J063 - konektory IS-1, ,45x5,56x0,75, 14cm3, 32g","BSC","US","ks",{"v":0.1,"d":"10.00%"},{"v":2904,"d":"2,904.00"},{"v":2904,"d":"2,904.00"},{"v":0,"d":"0.00"},{"v":0,"d":"0.0000%"},"I","KAR",90215000]
[238,"XB2.5","X01730","P88297","Kardiostimulátor dvojdutinový s frekvenčnou adaptáciou","SOPHOS 355","MCO-IT","IT","ks",{"v":0.1,"d":"10.00%"},{"v":3025,"d":"3,025.00"},{"v":3025,"d":"3,025.00"},{"v":0,"d":"0.00"},{"v":0,"d":"0.0000%"},"I","KAR",90215000]
[239,"XB2.5","X00679","P87163","Effecta DR","Kardostimulátor dvojdutinový s frekvenčnou adaptáciou","XBT-DE","DE","ks",{"v":0.1,"d":"10.00%"},{"v":3410.02,"d":"3,410.02"},{"v":3410.02,"d":"3,410.02"},{"v":0,"d":"0.00"},{"v":0,"d":"0.0000%"},"I","KAR",90215000]
[240,"XB2.5","X03231","P91343","Endurity","dvojdutinový kardiostimulátor s frekvenčnou adaptáciou","SJM","US","ks",{"v":0.1,"d":"10.00%"},{"v":3566.2,"d":"3,566.20"},{"v":3566.2,"d":"3,566.20"},{"v":0,"d":"0.00"},{"v":0,"d":"0.0000%"},"I","KAR",90215000]
[241,"XB2.5","X00669","P76298","Zephyr DR, Zephyr XL DR","dvojdutinový kardiostimulátor s frekvenčnou adaptáciou","SJM","US","ks",{"v":0.1,"d":"10.00%"},{"v":3566.2,"d":"3,566.20"},{"v":3566.2,"d":"3,566.20"},{"v":0,"d":"0.00"},{"v":0,"d":"0.0000%"},"I","KAR",90215000]
[242,"XB2.5","X00670","P85264","Kardiostimulátor Vitatron G70","Digitálny dvojdutinový kardiostimulátor s frekvenčnou adaptáciou G70DR","VTM","NL","ks",{"v":0.1,"d":"10.00%"},{"v":3666.3,"d":"3,666.30"},{"v":3666.3,"d":"3,666.30"},{"v":0,"d":"0.00"},{"v":0,"d":"0.0000%"},"I","KAR",90215000]
[243,"XB2.5","X01472","P89555","Ingenio DR J173, Ingenio DR EL J174,","J173, konektory IS-1, vxšxh v cm - 4,45x4,7x0,75, objem 12cm3, váha 24,5g; J174, konektory IS-1, ,45x5,56x0,75, 14cm3, 32g","BSC","US","ks",{"v":0.1,"d":"10.00%"},{"v":3705.02,"d":"3,705.02"},{"v":3705.02,"d":"3,705.02"},{"v":0,"d":"0.00"},{"v":0,"d":"0.0000%"},"I","KAR",90215000]
[244,"XB2.5","X00769","P39683","kardiostimulátory implant. Sorin Reply DR","2-dutinové, Rozmery: 41.2 x 41.5 x 6.1 mmHmotnosť\" 20 gObjem\" 8 cm3","MFM","IT","ks",{"v":0.1,"d":"10.00%"},{"v":3733.56,"d":"3,733.56"},{"v":3733.56,"d":"3,733.56"},{"v":0,"d":"0.00"},{"v":0,"d":"0.0000%"},"I","KAR",90215000]
[245,"XB2.5","X01760","P91447","Kardiostimulátor dvojdutinový s frekvenčnou adaptáciou","EOS DR","MCO-IT","IT","ks",{"v":0.1,"d":"10.00%"},{"v":4070,"d":"4,070.00"},{"v":4070,"d":"4,070.00"},{"v":0,"d":"0.00"},{"v":0,"d":"0.0000%"},"I","KAR",90215000]
[246,"XB2.5","X00675","P71856","ADAPTA DR","Dvojdutinový kardiostimulátor s frekvenčnou odpoveďou (DDDR) - všetky typy","MDC","US","ks",{"v":0.1,"d":"10.00%"},{"v":4289.45,"d":"4,289.45"},{"v":4289.45,"d":"4,289.45"},{"v":0,"d":"0.00"},{"v":0,"d":"0.0000%"},"I","KAR",90215000]
[247,"XB2.5","X00770","P85026","kardiostimulátor 2-dutinový Esprit DR","2-dutinový, Rozmery: 41.2 x 41.5 x 6.1 mmHmotnosť\" 20 gObjem\" 8 cm3","BSI","IT","ks",{"v":0.1,"d":"10.00%"},{"v":4317.13,"d":"4,317.13"},{"v":4289.45,"d":"4,289.45"},27.68,{"v":0.006412,"d":"0.6412%"},"S","KAR",90215000]
[248,"XB2.5","X03245","P92139","kardiostimulátor Reply 200 DR","dvojdutinový, s frekvenčnou adaptáciou,s príslušenstvom","SBI","IT","ks",{"v":0.1,"d":"10.00%"},{"v":4840,"d":"4,840.00"},{"v":4289.45,"d":"4,289.45"},550.55,{"v":0.11375,"d":"11.3750%"},"S","KAR",90215000]
[249,"XB2.5","X03250","P92434","kardiodstimulátor dvojdutinový Kora 100 DR","s frekvenčnou adaptáciou, implatovateľný, s príslušenstvom","MFM","IT","ks",{"v":0.1,"d":"10.00%"},{"v":5203,"d":"5,203.00"},{"v":4289.45,"d":"4,289.45"},913.55,{"v":0.175581,"d":"17.5581%"},"S","KAR",90215000]
[250,{"$nulls":3},"XB2.5.1 Kardiostimulátor dvojdutinový s frekvenčnou adaptáciou MRI kompatibilné",{"$nulls":10},{"v":4800,"d":"4,800.000000"},"ks"]
[251,"XB2.5.1","X04482","P98035","Enitra 6 DR, Enitra 6 DR-T, Enitra 8 DR-T","Kardiostimulátor implantovateľný dvojdutinový NMR kompatibilný s IS-1 prípojkou","XBT-DE","DE","ks",{"v":0.1,"d":"10.00%"},{"v":2300,"d":"2,300.00"},{"v":2300,"d":"2,300.00"},{"v":0,"d":"0.00"},{"v":0,"d":"0.0000%"},"I","KAR",90215000]
[252,"XB2.5.1","X05185","P1703A","Kardiostimulátor dvojdutinový Iris DR MRI","na mobilné monitorovanie","MCO","IT","ks",{"v":0.1,"d":"10.00%"},{"v":2646.38,"d":"2,646.38"},{"v":2646.38,"d":"2,646.38"},{"v":0,"d":"0.00"},{"v":0,"d":"0.0000%"},"I","KAR",90215000]
[253,"XB2.5.1","X05280","P2295A","Kardiostimulátor dvojdutinový ALIZEA DR 1600","implantovateľný","MFM","IT","ks",{"v":0.1,"d":"10.00%"},{"v":2782,"d":"2,782.00"},{"v":2782,"d":"2,782.00"},{"v":0,"d":"0.00"},{"v":0,"d":"0.0000%"},"I","KAR",90215000]
[254,"XB2.5.1","X04884","P99910","Kardiostimulátor implantovateľný EOS DR MRI","s frekvenčnou adaptáciou","MCO","IT","ks",{"v":0.1,"d":"10.00%"},{"v":2782,"d":"2,782.00"},{"v":2782,"d":"2,782.00"},{"v":0,"d":"0.00"},{"v":0,"d":"0.0000%"},"I","KAR",90215000]
[255,"XB2.5.1","X04575","P96958","Kardiostimulátor dvojdnodutinový Azure","Azure XT DR MRI SureScan","MDC","US","ks",{"v":0.1,"d":"10.00%"},{"v":2783,"d":"2,783.00"},{"v":2783,"d":"2,783.00"},{"v":0,"d":"0.00"},{"v":0,"d":"0.0000%"},"I","KAR",901819]
[256,"XB2.5.1","X04579","P97873","Kardiostimulátor dvojdutinový Attesta a Sphera s technológiou SureScan","modely ATDR01, ATDRS1, ATDRL1, SPDR01, SPDRL1","MDT","US","ks",{"v":0.1,"d":"10.00%"},{"v":2783,"d":"2,783.00"},{"v":2783,"d":"2,783.00"},{"v":0,"d":"0.00"},{"v":0,"d":"0.0000%"},"I","KAR",901819]
[257,"XB2.5.1","X04577","P97568","Kardiostimulátor implantovateľný Vitatron séria Q","Modely Q70A2, Q80A2","MDT","US","ks",{"v":0.1,"d":"10.00%"},{"v":2783,"d":"2,783.00"},{"v":2783,"d":"2,783.00"},{"v":0,"d":"0.00"},{"v":0,"d":"0.0000%"},"I","KAR",901819]
[258,"XB2.5.1","X04360","P96958","Kardiostimulátor jednodutinový/dvojdutinový Astras technológiou Surescan","Astra XT DR MRI SureScan","MDT","US","ks",{"v":0.1,"d":"10.00%"},{"v":2783,"d":"2,783.00"},{"v":2783,"d":"2,783.00"},{"v":0,"d":"0.00"},{"v":0,"d":"0.0000%"},"I","KAR",901819]
[259,"XB2.5.1","X00673","P86038","ENSURA DR MRI","Digitálny dvojdutinový kardiostimulátor s technológiou SureScan s frekvenčnou adaptáciou (OOE-DDDR)","MDC","US","ks",{"v":0.1,"d":"10.00%"},{"v":3550.14,"d":"3,550.14"},{"v":3550.14,"d":"3,550.14"},{"v":0,"d":"0.00"},{"v":0,"d":"0.0000%"},"I","KAR",90215000]
[260,"XB2.5.1","X00668","P83978","Accent MRI, Accent ST MRI","dvojdutinový kardiostimulátor s frekvenčnou adaptáciou, celotelové MRI","SJM","US","ks",{"v":0.1,"d":"10.00%"},{"v":3728.69,"d":"3,728.69"},{"v":3728.69,"d":"3,728.69"},{"v":0,"d":"0.00"},{"v":0,"d":"0.0000%"},"I","KAR",90215000]
[261,"XB2.5.1","X03789","P94769","Kardiostimulátor dvojdutinový KORA 250 DR","implantovateľný; s príslušenstvom, MRI kompatibilný","MFM","IT","ks",{"v":0.1,"d":"10.00%"},{"v":3961.26,"d":"3,961.26"},{"v":3961.26,"d":"3,961.26"},{"v":0,"d":"0.00"},{"v":0,"d":"0.0000%"},"I","KAR",90215000]
[262,"XB2.5.1","X02658","P89556","ADVANTIO DR MRI","Kardiostimulátor dvojdutinový s frekvenčnou adaptáciou, podmienečne kompatibilný s prostredím MR, J066, J067","BSC-US","US","ks",{"v":0.1,"d":"10.00%"},{"v":3993,"d":"3,993.00"},{"v":3993,"d":"3,993.00"},{"v":0,"d":"0.00"},{"v":0,"d":"0.0000%"},"I","KAR",90215000]
[263,"XB2.5.1","X03566","P94401","Essentio DR L101, Essentio DR EL L121, Essentio DR MRi L111, Essentio DR EL MRi L131","Kardiostimulátor dvojdutinový s frekvenčnou adaptáciou, MRI","BSC-US","US","ks",{"v":0.1,"d":"10.00%"},{"v":3993,"d":"3,993.00"},{"v":3993,"d":"3,993.00"},{"v":0,"d":"0.00"},{"v":0,"d":"0.0000%"},"I","KAR",90215000]
[264,"XB2.5.1","X00674","P84421","ADVISA DR MRI","Digitálny dvojdutinový kardiostimulátor s technológiou SureScan s frekvenčnou adaptáciou (OAE-DDDR)","MDC","US","ks",{"v":0.1,"d":"10.00%"},{"v":4289.45,"d":"4,289.45"},{"v":4289.45,"d":"4,289.45"},{"v":0,"d":"0.00"},{"v":0,"d":"0.0000%"},"I","KAR",90215000]
[265,"XB2.5.1","X03571","P94403","Accolade DR L301, Accolade DR EL L321, Accolade DR MRi L311, Accolade DR EL MRi L331","Kardiostimulátor dvojdutinový s frekvenčnou adaptáciou, MRI","BSC-US","US","ks",{"v":0.1,"d":"10.00%"},{"v":4468.41,"d":"4,468.41"},{"v":4468.41,"d":"4,468.41"},{"v":0,"d":"0.00"},{"v":0,"d":"0.0000%"},"I","KAR",90215000]
[266,"XB2.5.1","X01747","P91343,P91342","Endurity MRI, Assurity MRI","dvojdutinový kardiostimulátor s frekvenčnou adaptáciou, celotelové MRI","SJM","US","ks",{"v":0.1,"d":"10.00%"},{"v":4600,"d":"4,600.00"},{"v":4600,"d":"4,600.00"},{"v":0,"d":"0.00"},{"v":0,"d":"0.0000%"},"I","KAR",90215000]
[267,"XB2.5.1","X04109","P96305","Evity DR-T (MRI)","Kardostimulátor jednodutinový s frekvenčnou adaptáciou, MRI kompatibilný (celotelový MRI sken), Modely: Evity 6 DR-T, Evity 8 DR-T","XBT-DE","DE","ks",{"v":0.1,"d":"10.00%"},{"v":4800,"d":"4,800.00"},{"v":4800,"d":"4,800.00"},{"v":0,"d":"0.00"},{"v":0,"d":"0.0000%"},"I","KAR",90215000]
[268,"XB2.5.1","X02656","P89555","INGENIO DR MRI","Kardiostimulátor dvojdutinový s frekvenčnou adaptáciou, podmienečne kompatibilný s prostredím MR, J176, J177","BSC-US","US","ks",{"v":0.1,"d":"10.00%"},{"v":4965.84,"d":"4,965.84"},{"v":4800,"d":"4,800.00"},165.84,{"v":0.033396,"d":"3.3396%"},"S","KAR",90215000]
[269,"XB2.5.1","X02571","P92632","Epyra DR-T (MRI)","Kardostimulátor dvojdutinový s frekvenčnou adaptáciou, MRI kompatibilný (celotelový MRI sken),  Modely: Epyra 6 DR-T, Epyra 8 DR-T","XBT-DE","DE","ks",{"v":0.1,"d":"10.00%"},{"v":5324,"d":"5,324.00"},{"v":4800,"d":"4,800.00"},{"v":524,"d":"524.00"},{"v":0.098422,"d":"9.8422%"},"S","KAR",90215000]
[270,{"$nulls":3},"XB2.6 Kardiostimulátor dvojdutinový jednoelektródový bez frekvenčnej adaptácie",{"$nulls":10},{"v":3260.95,"d":"3,260.950000"},"ks"]
[271,"XB2.6","X03322","P71856","Kardiostimulátor implantovateľný Adapta","VDD kardiostimulátor - konektor IS-1 BI/UNI - 23.6g - 11.1cc","MDC","US","ks",{"v":0.1,"d":"10.00%"},{"v":2487.76,"d":"2,487.76"},{"v":2487.76,"d":"2,487.76"},{"v":0,"d":"0.00"},{"v":0,"d":"0.0000%"},"I","KAR",90215000]
[272,"XB2.6","X00681","P81708","RELIA VDD","Dvojdutinový kardiostimulátor (VDD)","MDC","US","ks",{"v":0.1,"d":"10.00%"},{"v":2487.76,"d":"2,487.76"},{"v":2487.76,"d":"2,487.76"},{"v":0,"d":"0.00"},{"v":0,"d":"0.0000%"},"I","KAR",90215000]
[273,"XB2.6","X01731","P88298","Kardiostimulátor dvojdutinový bez frekvenčnej adaptácie","SOPHOS 440","MCO-IT","IT","ks",{"v":0.1,"d":"10.00%"},{"v":2528.9,"d":"2,528.90"},{"v":2528.9,"d":"2,528.90"},{"v":0,"d":"0.00"},{"v":0,"d":"0.0000%"},"I","KAR",90215000]
[274,"XB2.6","X01470","P89555","Ingenio VDD","J178 vxšxh v cm 4,1 x 4,2 x 0,8, IS-1","BSC","US","ks",{"v":0.1,"d":"10.00%"},{"v":2904,"d":"2,904.00"},{"v":2904,"d":"2,904.00"},{"v":0,"d":"0.00"},{"v":0,"d":"0.0000%"},"I","KAR",90215000]
[275,{"$nulls":3},"XB2.7 Kardiostimulátor dvojdutinový jednoelektródový s frekvenčnou adaptáciou",{"$nulls":10},{"v":2563.02,"d":"2,563.020000"},"ks"]
[276,"XB2.7","X04517","P97911","Kardiostimulátor dvojdutinový IRIS VDR s frekvenčnou adaptáciou jednoelektr.","objem 10,5cm3, hmotnosť 23,3g, rozmery 53,4x41,7x6,6cm","MCO","IT","ks",{"v":0.1,"d":"10.00%"},{"v":2000,"d":"2,000.00"},{"v":2000,"d":"2,000.00"},{"v":0,"d":"0.00"},{"v":0,"d":"0.0000%"},"I","KAR",90215000]
[277,"XB2.7","X01732","P88300","Kardiostimulátor dvoudutinový s frekvenčnou adaptáciou","GEA VDR","MCO-IT","IT","ks",{"v":0.1,"d":"10.00%"},{"v":2541,"d":"2,541.00"},{"v":2541,"d":"2,541.00"},{"v":0,"d":"0.00"},{"v":0,"d":"0.0000%"},"I","KAR",90215000]
[278,"XB2.7","X03568","P94402","Proponent VDDR L209","Kardiostimulátor dvojdutinový jednoelektródový s frekvenčnou adaptáciou","BSC-US","US","ks",{"v":0.1,"d":"10.00%"},{"v":2553.1,"d":"2,553.10"},{"v":2553.1,"d":"2,553.10"},{"v":0,"d":"0.00"},{"v":0,"d":"0.0000%"},"I","KAR",90215000]
[279,{"$nulls":3},"XB2.8 Kardiostimulátor biventrikulárny",{"$nulls":10},{"v":6646.35,"d":"6,646.350000"},"ks"]
[280,"XB2.8","X04483","P98035","Enitra 8 HF-T, Enitra 8 HF-T QP","Kardiostimulátor implantovateľný biventrikulárny NMR kompatibilný s IS-1 prípojkou","XBT-DE","DE","ks",{"v":0.1,"d":"10.00%"},{"v":4500,"d":"4,500.00"},{"v":4500,"d":"4,500.00"},{"v":0,"d":"0.00"},{"v":0,"d":"0.0000%"},"I","KAR",90215000]
[281,"XB2.8","X04361","P96965","Kardiostimulátor biventrikulárny implantovateľný Percepta","Percepta CRT-P MRI SureScan/ Percepta Quad CRT-P MRI SureScan","MDT","US","ks",{"v":0.1,"d":"10.00%"},{"v":4500,"d":"4,500.00"},{"v":4500,"d":"4,500.00"},{"v":0,"d":"0.00"},{"v":0,"d":"0.0000%"},"I","KAR",901819]
[282,"XB2.8","X04362","P96965","Kardiostimulátor biventrikulárny implantovateľný Serena","Kardiostimulátor biventrikulárny implantovateľný Serena MRI CRT-P/Serena MRI Quad CRT-P  W1TR05 / W4TR05","MDT","US","ks",{"v":0.1,"d":"10.00%"},{"v":4500,"d":"4,500.00"},{"v":4500,"d":"4,500.00"},{"v":0,"d":"0.00"},{"v":0,"d":"0.0000%"},"I","KAR",901819]
[283,"XB2.8","X03143","P92604","Kardiostimulátor Hera Plus","biventrikulárny, diaľkové monitorovanie","MCO-IT","IT","ks",{"v":0.1,"d":"10.00%"},{"v":4930,"d":"4,930.00"},{"v":4930,"d":"4,930.00"},{"v":0,"d":"0.00"},{"v":0,"d":"0.0000%"},"I","KAR",90215000]
[284,"XB2.8","X03790","P94770","Kardiostimulátor Reply CRT-P","dvojdutinový, s príslušenstvom","MFM","IT","ks",{"v":0.1,"d":"10.00%"},{"v":5109.24,"d":"5,109.24"},{"v":5109.24,"d":"5,109.24"},{"v":0,"d":"0.00"},{"v":0,"d":"0.0000%"},"I","KAR",90215000]
[285,"XB2.8","X01469","P89557","Kardiostimulátor biventrikulárny Invive","W173 Invive IS-1, W172 Invive LV-1, vxšxh v cm - 4,45x6,1x0,75, objem 15cm3, váha 34g;","BSC","US","ks",{"v":0.1,"d":"10.00%"},{"v":5169.12,"d":"5,169.12"},{"v":5169.12,"d":"5,169.12"},{"v":0,"d":"0.00"},{"v":0,"d":"0.0000%"},"I","KAR",90215000]
[286,"XB2.8","X00684","P83979","Anthem, Anthem RF","kardiostimulátor biventrikulárny","SJM","US","ks",{"v":0.1,"d":"10.00%"},{"v":5216.7,"d":"5,216.70"},{"v":5216.7,"d":"5,216.70"},{"v":0,"d":"0.00"},{"v":0,"d":"0.0000%"},"I","KAR",90215000]
[287,"XB2.8","X03233","P91344","Allure, Allure RF","kardiostimulátor biventrikulárny","SJM","US","ks",{"v":0.1,"d":"10.00%"},{"v":5445,"d":"5,445.00"},{"v":5445,"d":"5,445.00"},{"v":0,"d":"0.00"},{"v":0,"d":"0.0000%"},"I","KAR",90215000]
[288,"XB2.8","X00685","P85555","CONSULTA CRT-P","Digitálny kardiostimulátor s resynchronizačnou terapiou srdca (OAE-DDDR)","MDC","US","ks",{"v":0.1,"d":"10.00%"},{"v":5498.24,"d":"5,498.24"},{"v":5498.24,"d":"5,498.24"},{"v":0,"d":"0.00"},{"v":0,"d":"0.0000%"},"I","KAR",90215000]
[289,"XB2.8","X03572","P94405","Valitude X4 U128, Valitude IS 1 U125","biventrikulárny kardiostimulátor","BSC-US","US","ks",{"v":0.1,"d":"10.00%"},{"v":5566,"d":"5,566.00"},{"v":5566,"d":"5,566.00"},{"v":0,"d":"0.00"},{"v":0,"d":"0.0000%"},"I","KAR",90215000]
[290,"XB2.8","X02567","P92632","Epyra 8 HF-T (MRI)","Kardostimulátor biventrikulárny, MRI kompatibilný","XBT-DE","DE","ks",{"v":0.1,"d":"10.00%"},{"v":5585.97,"d":"5,585.97"},{"v":5585.97,"d":"5,585.97"},{"v":0,"d":"0.00"},{"v":0,"d":"0.0000%"},"I","KAR",90215000]
[291,"XB2.8","X04106","P96305","Evity 8 HF-T (MRI)","Kardiostimulátor biventrikulárny MRI kompatibilný                        Modely: Evity 8 HF-T, Evity 8 HF-T QP","XBT-DE","DE","ks",{"v":0.1,"d":"10.00%"},{"v":5585.97,"d":"5,585.97"},{"v":5585.97,"d":"5,585.97"},{"v":0,"d":"0.00"},{"v":0,"d":"0.0000%"},"I","KAR",90215000]
[292,"XB2.8","X03148","P92791","Kardiostimulátor VIVA CRTP","Digitálny kardiostimulátor s resynchronizačnou terapiou srdca(OAE-DDDR) Kompletná diagnostika Capture Management™ (ACM, RVCM, LVCM) s monitorovaním stavu tekutiny OptiVol®, technológiouVision 3D Quick Look™ II, diagnostikou a terapiami AT/AF Suite, algoritmom AdaptivCRT™, optimalizáciou CardioSync™ a kompatibilitou so sieťou Medtronic CareLink®","MDC","US","ks",{"v":0.1,"d":"10.00%"},{"v":5981.03,"d":"5,981.03"},{"v":5981.03,"d":"5,981.03"},{"v":0,"d":"0.00"},{"v":0,"d":"0.0000%"},"I","KAR",90215000]
[293,"XB2.8","X01707","P91344","Kardiostimulátor biventrikulárny kvadrupolárny","Allure Quadra, Allure Quadra RF, Quadra Allure MP, Quadra Allure MP RF","SJM","US","ks",{"v":0.1,"d":"10.00%"},{"v":5982,"d":"5,982.00"},{"v":5982,"d":"5,982.00"},{"v":0,"d":"0.00"},{"v":0,"d":"0.0000%"},"I","KAR",90215000]
[294,{"$nulls":3},"XB2.9 Generátor stimulácie baroreceptorov",{"$nulls":10},{"v":18000,"d":"18,000.000000"},"set"]
[295,"XB2.9","X03938","P91707","Generátor impulzov implantovateľný (IPG)","časť 2/2 generátor","CVR-US","US","set",{"v":0.1,"d":"10.00%"},{"v":16200,"d":"16,200.00"},{"v":16200,"d":"16,200.00"},{"v":0,"d":"0.00"},{"v":0,"d":"0.0000%"},"I","KAR",90219010]
[296,"XB2.9","X03939","P91707","Generátor impulzov implantovateľný (IPG)","časť 1/2 s príslušenstvom,  2001/ 2102 / 2100","CVR-US","US","set",{"v":0.1,"d":"10.00%"},{"v":18000,"d":"18,000.00"},{"v":18000,"d":"18,000.00"},{"v":0,"d":"0.00"},{"v":0,"d":"0.0000%"},"I","KAR",90219010]
[297,{"$nulls":3},"XB2.10 Modulátor srdcovej kontraktility k liečbe srdcového zlyhávania",{"$nulls":10},{"v":24000,"d":"24,000.000000"},"set"]
[298,"XB2.10","X04519","P98068","Generátor srdcových impulzov implantovateľný OPTIMIZER SMART","s príslušenstvom","IPD","US","set",{"v":0.1,"d":"10.00%"},{"v":24000,"d":"24,000.00"},{"v":24000,"d":"24,000.00"},{"v":0,"d":"0.00"},{"v":0,"d":"0.0000%"},"I","KAR, RAT",90183900]
[299,{"$nulls":3},"XB3 Defibrilátory"]
[300,{"$nulls":3},"XB3.1 ICD jednodutinový",{"$nulls":10},{"v":26964.97,"d":"26,964.970000"},"ks"]
[301,"XB3.1","X04452","P96571","Intica VR-T (MRI)","Defibrilátor implantovateľný jednodutinový, MRI kompatibilný (celotelový MRI scan), DF-1,DF-4                                           Modely: Intica 5 VR-T , Intica 5 VR-T  DX, Intica 7 VR-T , Intica 7 VR-T  DX","XBT-DE","DE","ks",{"v":0.1,"d":"10.00%"},{"v":11500,"d":"11,500.00"},{"v":11500,"d":"11,500.00"},{"v":0,"d":"0.00"},{"v":0,"d":"0.0000%"},"I","KAR(NÚSCH,SÚSCCH, VÚSCH)",90215000]
[302,"XB3.1","X04851","P99134","Acticor 7 VR-T, Acticor 7 VR-T DX","Defibrilátor implantovateľný jednodutinový, MRI kompatibilný (celotelový MRI scan)  Modely: Acticor 7 VR-T, Acticor 7 VR-T DX","XBT","DE","ks",{"v":0.1,"d":"10.00%"},{"v":13815.78,"d":"13,815.78"},{"v":13815.78,"d":"13,815.78"},{"v":0,"d":"0.00"},{"v":0,"d":"0.0000%"},"I","KAR(NÚSCH,SÚSCCH, VÚSCH)",90215000]
[303,"XB3.1","X04854","P99224","Ilivia Neo 7 VR-T, Ilivia Neo 7 VR-T DX","Defibrilátor implantovateľný jednodutinový, MRI kompatibilný (celotelový MRI scan)  Modely: Ilivia Neo 7 VR-T, Ilivia Neo 7 VR-T DX","XBT","DE","ks",{"v":0.1,"d":"10.00%"},{"v":13815.78,"d":"13,815.78"},{"v":13815.78,"d":"13,815.78"},{"v":0,"d":"0.00"},{"v":0,"d":"0.0000%"},"I","KAR(NÚSCH,SÚSCCH, VÚSCH)",90215000]
[304,"XB3.1","X05035","P0711A","Defibrilátor / kardioverter implantovateľný resynchronizačný Gallant VR","s mobilnou aplikáciou myMerlinPulse","SJM","US","ks",{"v":0.1,"d":"10.00%"},{"v":15052.4,"d":"15,052.40"},{"v":15052.4,"d":"15,052.40"},{"v":0,"d":"0.00"},{"v":0,"d":"0.0000%"},"I","KAR(NÚSCH,SÚSCCH, VÚSCH)",90215000]
[305,"XB3.1","X00694","P81281","ICD JEDNODUTINOVÝ TELIGEN","ModelTypVeľkosť (cm)V x Š x HHmotnosť (g)Objem (cc)Port def.elektr.Port P/KF102VR6.17 x 7.45 x 0.997231.5DF-1IS-1                                                                                               F103VR6.17 x 6.90 x 0.997230.5IS-4","BSC","US","ks",{"v":0.1,"d":"10.00%"},{"v":15398.46,"d":"15,398.46"},{"v":15398.46,"d":"15,398.46"},{"v":0,"d":"0.00"},{"v":0,"d":"0.0000%"},"I","KAR(NÚSCH,SÚSCCH, VÚSCH)",90215000]
[306,"XB3.1","X03792","P94897","Defibrilátor kardioverter Platinium VR s príslušenstvom","implantovateľný jednodutinový, modely VR1210, VR1240","MFM","IT","ks",{"v":0.1,"d":"10.00%"},{"v":15932.35,"d":"15,932.35"},{"v":15932.35,"d":"15,932.35"},{"v":0,"d":"0.00"},{"v":0,"d":"0.0000%"},"I","KAR(NÚSCH,SÚSCCH, VÚSCH)",90215000]
[307,"XB3.1","X03897","P95512","ILIVIA 7 VR-T (MRI)","Defibrilátor implantovateľný jednodutinový, MRI kompatibilný (celotelový MRI scan), DF-1,DF-4                                           Modely: ILIVIA 7 VR-T , ILIVIA 7 VR-T  DX","XBT-DE","DE","ks",{"v":0.1,"d":"10.00%"},{"v":16215.52,"d":"16,215.52"},{"v":16215.52,"d":"16,215.52"},{"v":0,"d":"0.00"},{"v":0,"d":"0.0000%"},"I","KAR(NÚSCH,SÚSCCH, VÚSCH)",90215000]
[308,"XB3.1","X02375","P92027","Defibrilátor implantovateľný AUTOGEN  EL ICD/AUTOGEN MINI ICD JEDNODUTINOVÝ","D174 D175 D044 D045","BSC-US","US","ks",{"v":0.1,"d":"10.00%"},{"v":16725.39,"d":"16,725.39"},{"v":16725.39,"d":"16,725.39"},{"v":0,"d":"0.00"},{"v":0,"d":"0.0000%"},"I","KAR(NÚSCH,SÚSCCH, VÚSCH)",90215000]
[309,"XB3.1","X04459","P97112","Defibrilátor kardioverter PERCIVA HF ICD / ICD","implantovateľný","BSC","US","ks",{"v":0.1,"d":"10.00%"},{"v":16725.39,"d":"16,725.39"},{"v":16725.39,"d":"16,725.39"},{"v":0,"d":"0.00"},{"v":0,"d":"0.0000%"},"I","KAR(NÚSCH,SÚSCCH, VÚSCH)",90215000]
[310,"XB3.1","X04458","P97111","Defibrilátor kardioverter RESONATE HF ICD / EL ICD","implantovateľný","BSC","US","ks",{"v":0.1,"d":"10.00%"},{"v":16725.39,"d":"16,725.39"},{"v":16725.39,"d":"16,725.39"},{"v":0,"d":"0.00"},{"v":0,"d":"0.0000%"},"I","KAR(NÚSCH,SÚSCCH, VÚSCH)",90215000]
[311,"XB3.1","X05174","P0962A","Defibrilátor - kardioverter implanatovateľný jednodutinový Cobalt XT VR MRI SureScan","s externým aplikátorom, modely DVPA2D1, DVPA2D4","MDT","US","ks",{"v":0.1,"d":"10.00%"},{"v":16806.72,"d":"16,806.72"},{"v":16806.72,"d":"16,806.72"},{"v":0,"d":"0.00"},{"v":0,"d":"0.0000%"},"I","KAR(NÚSCH,SÚSCCH, VÚSCH)",90215000]
[312,"XB3.1","X01752","P86743","Defibrilátor Incepta VR jednodutinový","modely F160, F161","BSC-US","US","ks",{"v":0.1,"d":"10.00%"},{"v":17728.92,"d":"17,728.92"},{"v":17728.92,"d":"17,728.92"},{"v":0,"d":"0.00"},{"v":0,"d":"0.0000%"},"I","KAR(NÚSCH,SÚSCCH, VÚSCH)",90215000]
[313,"XB3.1","X00692","P86745","ICD JEDNODUTINOVÝ ENERGEN","ModelTypVeľkosť (cm)V x Š x HHmotnosť (g)Objem (cc)Port def.elektr.Port P/K                                                                                                                                                                                         F140VR6.17 x 6.90 x 0.997230.5IS-4F141VR6.17 x 7.45 x 0.997231.5DF-1IS-1","BSC","US","ks",{"v":0.1,"d":"10.00%"},{"v":17728.92,"d":"17,728.92"},{"v":17728.92,"d":"17,728.92"},{"v":0,"d":"0.00"},{"v":0,"d":"0.0000%"},"I","KAR(NÚSCH,SÚSCCH, VÚSCH)",90215000]
[314,"XB3.1","X00690","P85837","Protecta XT","Kardioverter - defibrilátor digitálny implantovateľný jednodutinový VR, VR M4/DF4","MDC","US","ks",{"v":0.1,"d":"10.00%"},{"v":20146.5,"d":"20,146.50"},{"v":20146.5,"d":"20,146.50"},{"v":0,"d":"0.00"},{"v":0,"d":"0.0000%"},"I","KAR(NÚSCH,SÚSCCH, VÚSCH)",90215000]
[315,"XB3.1","X00689","P86520,P84995","Current Plus, Fortify","defibrilátor implantovateľný jednodutinový, DF-1, DF-4","SJM","US","ks",{"v":0.1,"d":"10.00%"},{"v":20570,"d":"20,570.00"},{"v":20570,"d":"20,570.00"},{"v":0,"d":"0.00"},{"v":0,"d":"0.0000%"},"I","KAR(NÚSCH,SÚSCCH, VÚSCH)",90215000]
[316,"XB3.1","X01756","P89476","Fortify Assura","defibrilátor implantovateľný jednodutinový, DF-1, DF-4","SJM","US","ks",{"v":0.1,"d":"10.00%"},{"v":20570,"d":"20,570.00"},{"v":20570,"d":"20,570.00"},{"v":0,"d":"0.00"},{"v":0,"d":"0.0000%"},"I","KAR(NÚSCH,SÚSCCH, VÚSCH)",90215000]
[317,"XB3.1","X04460","P97113","Defibrilátor kardioverter CHARISMA EL ICD","implantovateľný","BSC","US","ks",{"v":0.1,"d":"10.00%"},{"v":21887.69,"d":"21,887.69"},{"v":21887.69,"d":"21,887.69"},{"v":0,"d":"0.00"},{"v":0,"d":"0.0000%"},"I","KAR(NÚSCH,SÚSCCH, VÚSCH)",90215000]
[318,"XB3.1","X04461","P97114","Defibrilátor kardioverter VIGILANT EL ICD","implantovateľný","BSC","US","ks",{"v":0.1,"d":"10.00%"},{"v":21887.69,"d":"21,887.69"},{"v":21887.69,"d":"21,887.69"},{"v":0,"d":"0.00"},{"v":0,"d":"0.0000%"},"I","KAR(NÚSCH,SÚSCCH, VÚSCH)",90215000]
[319,"XB3.1","X03477","P93326","Iperia VR-T (MRI)","defibrilátor implantovateľný jednodutinový, MRI kompatibilný (celotelový MRI sken),  DF-1, DF-4, Modely : Iperia 5 VR-T, Iperia 7 VR-T, Iperia 5 VR-T DX, Iperia 7 VR-T DX","XBT-DE","DE","ks",{"v":0.1,"d":"10.00%"},{"v":21890.11,"d":"21,890.11"},{"v":21890.11,"d":"21,890.11"},{"v":0,"d":"0.00"},{"v":0,"d":"0.0000%"},"I","KAR(NÚSCH,SÚSCCH, VÚSCH)",90215000]
[320,"XB3.1","X00695","P74303","ICD jednodutinový","Lumax 740 VR-T DX, Lumax 740 VR-T, Lumax 540 VR-T DX (HM)","XBT-DE","DE","ks",{"v":0.1,"d":"10.00%"},{"v":21908.26,"d":"21,908.26"},{"v":21908.26,"d":"21,908.26"},{"v":0,"d":"0.00"},{"v":0,"d":"0.0000%"},"I","KAR(NÚSCH,SÚSCCH, VÚSCH)",90215000]
[321,"XB3.1","X01598","P90880","Ilesto VR- T (MRI)","defibrilátor implantovateľný jednodutinový, MRI kompatibilný (celotelový MRI sken),  DF-1, DF-4,  Modely : Ilesto 5 VR-T, Ilesto 5 VR-T DX, Ilesto 7 VR-T, Ilesto 7 VR-T DX","XBT-DE","DE","ks",{"v":0.1,"d":"10.00%"},{"v":21908.26,"d":"21,908.26"},{"v":21908.26,"d":"21,908.26"},{"v":0,"d":"0.00"},{"v":0,"d":"0.0000%"},"I","KAR(NÚSCH,SÚSCCH, VÚSCH)",90215000]
[322,"XB3.1","X02377","P92028","Defibrilátor implantovateľný DYNAGEN  EL ICD/DYNAGEN MINI ICD jednodutinový","D150 D151 D020 D021","BSC-US","US","ks",{"v":0.1,"d":"10.00%"},{"v":21911.89,"d":"21,911.89"},{"v":21911.89,"d":"21,911.89"},{"v":0,"d":"0.00"},{"v":0,"d":"0.0000%"},"I","KAR(NÚSCH,SÚSCCH, VÚSCH)",90215000]
[323,"XB3.1","X01105","P89477","Ellipse","defibrilátor implantovateľný jednodutinový, DF-1, DF-4","SJM","US","ks",{"v":0.1,"d":"10.00%"},{"v":22990,"d":"22,990.00"},{"v":22990,"d":"22,990.00"},{"v":0,"d":"0.00"},{"v":0,"d":"0.0000%"},"I","KAR(NÚSCH,SÚSCCH, VÚSCH)",90215000]
[324,"XB3.1","X03251","P92435","defibrilátor kardioverter Paradym 2 VR","jednodutinový, implatovateľný, s príslušenstvom","SBI","IT","ks",{"v":0.1,"d":"10.00%"},{"v":23595,"d":"23,595.00"},{"v":23595,"d":"23,595.00"},{"v":0,"d":"0.00"},{"v":0,"d":"0.0000%"},"I","KAR(NÚSCH,SÚSCCH, VÚSCH)",90215000]
[325,"XB3.1","X03254","P92438","defibrilátor kardioverter Intensia VR 124","jednokomorový implantovateľný, s príslušenstvom","SBI","IT","ks",{"v":0.1,"d":"10.00%"},{"v":23837,"d":"23,837.00"},{"v":23837,"d":"23,837.00"},{"v":0,"d":"0.00"},{"v":0,"d":"0.0000%"},"I","KAR(NÚSCH,SÚSCCH, VÚSCH)",90215000]
[326,"XB3.1","X03894","P95453","Defibrilátor kardioverter implantovateľný Visia AF XT MRI DF1/DF4","DVFB2D4","MDT","US","ks",{"v":0.1,"d":"10.00%"},{"v":23898.71,"d":"23,898.71"},{"v":23898.71,"d":"23,898.71"},{"v":0,"d":"0.00"},{"v":0,"d":"0.0000%"},"I","KAR(NÚSCH,SÚSCCH, VÚSCH)",90219090]
[327,"XB3.1","X01573","P22869","Defibrilátor kardioverter implantovateľný Evera","model XT VR DF-1/DF-4","MDCUS06","US","ks",{"v":0.1,"d":"10.00%"},{"v":23899.92,"d":"23,899.92"},{"v":23899.92,"d":"23,899.92"},{"v":0,"d":"0.00"},{"v":0,"d":"0.0000%"},"I","KAR(NÚSCH,SÚSCCH, VÚSCH)",90215000]
[328,"XB3.1","X00772","P84968","defibrilátor kardioverter Paradym VR 8250 jednodutinový","1-dutinový defibrilátor, Rozmery:58.4 x 73.4 x 11 mm Hmotnosť: 90 gObjem: 32,6 cm3","SBI","IT","ks",{"v":0.1,"d":"10.00%"},{"v":26876.29,"d":"26,876.29"},{"v":26876.29,"d":"26,876.29"},{"v":0,"d":"0.00"},{"v":0,"d":"0.0000%"},"I","KAR(NÚSCH,SÚSCCH, VÚSCH)",90215000]
[329,{"$nulls":3},"XB3.2 ICD dvojdutinový",{"$nulls":10},{"v":28543.9,"d":"28,543.900000"},"ks"]
[330,"XB3.2","X04453","P96571","Intica DR-T (MRI)","Defibrilátor implantovateľný dvojdutinový, MRI kompatibilný (celotelový MRI scan), DF-1,DF-4                                                            Modely: Intica 5 DR-T , Intica 7 DR-T","XBT-DE","DE","ks",{"v":0.1,"d":"10.00%"},{"v":12000.01,"d":"12,000.01"},{"v":12000.01,"d":"12,000.01"},{"v":0,"d":"0.00"},{"v":0,"d":"0.0000%"},"I","KAR(NÚSCH,SÚSCCH, VÚSCH)",90215000]
[331,"XB3.2","X04852","P99134","Acticor 7 DR-T","Defibrilátor implantovateľný dvojdutinový, MRI kompatibilný (celotelový MRI scan)  Modely: Acticor 7 DR-T (DF4 a IS 1)","XBT","DE","ks",{"v":0.1,"d":"10.00%"},{"v":14027.53,"d":"14,027.53"},{"v":14027.53,"d":"14,027.53"},{"v":0,"d":"0.00"},{"v":0,"d":"0.0000%"},"I","KAR(NÚSCH,SÚSCCH, VÚSCH)",90215000]
[332,"XB3.2","X04855","P99224","Ilivia Neo 7 DR-T","Defibrilátor implantovateľný dvojdutinový, MRI kompatibilný (celotelový MRI scan)  Modely: Ilivia Neo 7 DR-T (DF 1 a IS 1)","XBT","DE","ks",{"v":0.1,"d":"10.00%"},{"v":14027.53,"d":"14,027.53"},{"v":14027.53,"d":"14,027.53"},{"v":0,"d":"0.00"},{"v":0,"d":"0.0000%"},"I","KAR(NÚSCH,SÚSCCH, VÚSCH)",90215000]
[333,"XB3.2","X03898","P95512","ILIVIA 7 DR-T (MRI)","Defibrilátor implantovateľný dvojdutinový, MRI kompatibilný (celotelový  MRI scan), DF-1,DF-4                                                           Modely: ILIVIA 7 DR-T","XBT-DE","DE","ks",{"v":0.1,"d":"10.00%"},{"v":16215.52,"d":"16,215.52"},{"v":16215.52,"d":"16,215.52"},{"v":0,"d":"0.00"},{"v":0,"d":"0.0000%"},"I","KAR(NÚSCH,SÚSCCH, VÚSCH)",90215000]
[334,"XB3.2","X05036","P0711A","Defibrilátor / kardioverter implantovateľný resynchronizačný Gallant DR","s mobilnou aplikáciou myMerlinPulse","SJM","US","ks",{"v":0.1,"d":"10.00%"},{"v":16492.3,"d":"16,492.30"},{"v":16492.3,"d":"16,492.30"},{"v":0,"d":"0.00"},{"v":0,"d":"0.0000%"},"I","KAR(NÚSCH,SÚSCCH, VÚSCH)",90215000]
[335,"XB3.2","X03793","P94898","Defibrilátor kardioverter Platinium DR s príslušenstvom","implantovateľný dvojdutinový, modely DR1510, DR1540","MFM","IT","ks",{"v":0.1,"d":"10.00%"},{"v":17382.03,"d":"17,382.03"},{"v":17382.03,"d":"17,382.03"},{"v":0,"d":"0.00"},{"v":0,"d":"0.0000%"},"I","KAR(NÚSCH,SÚSCCH, VÚSCH)",90215000]
[336,"XB3.2","X02376","P92027","Defibrilátor implantovateľný AUTOGEN  EL ICD/AUTOGEN MINI ICD Dvojdutinový","D176 D177 D046 D047","BSC-US","US","ks",{"v":0.1,"d":"10.00%"},{"v":17485.64,"d":"17,485.64"},{"v":17485.64,"d":"17,485.64"},{"v":0,"d":"0.00"},{"v":0,"d":"0.0000%"},"I","KAR(NÚSCH,SÚSCCH, VÚSCH)",90215000]
[337,"XB3.2","X04417","P97112","Defibrilátor PERCIVA ICD DR",null,"BSC","US","ks",{"v":0.1,"d":"10.00%"},{"v":17485.64,"d":"17,485.64"},{"v":17485.64,"d":"17,485.64"},{"v":0,"d":"0.00"},{"v":0,"d":"0.0000%"},"I","KAR(NÚSCH,SÚSCCH, VÚSCH)",90215000]
[338,"XB3.2","X04415","P97111","Defibrilátor RESONATE EL ICD DR",null,"BSC","US","ks",{"v":0.1,"d":"10.00%"},{"v":17485.64,"d":"17,485.64"},{"v":17485.64,"d":"17,485.64"},{"v":0,"d":"0.00"},{"v":0,"d":"0.0000%"},"I","KAR(NÚSCH,SÚSCCH, VÚSCH)",90215000]
[339,"XB3.2","X04421","P97114","Defibrilátor VIGILANT EL ICD DR",null,"BSC","US","ks",{"v":0.1,"d":"10.00%"},{"v":17485.64,"d":"17,485.64"},{"v":17485.64,"d":"17,485.64"},{"v":0,"d":"0.00"},{"v":0,"d":"0.0000%"},"I","KAR(NÚSCH,SÚSCCH, VÚSCH)",90215000]
[340,"XB3.2","X00701","P86745","ICD DVOJDUTINOVÝ ENERGEN","ModelTypVeľkosť (cm)V x Š x HHmotnosť (g)Objem (cc)Port def.elektr.Port P/K                                                                                    F142DR6.17 x 7.40 x 0.997231.5IS-4F143DR6.17 x 7.45 x 0.997231.5DF-1IS-1","BSC","US","ks",{"v":0.1,"d":"10.00%"},{"v":18534.78,"d":"18,534.78"},{"v":18534.78,"d":"18,534.78"},{"v":0,"d":"0.00"},{"v":0,"d":"0.0000%"},"I","KAR(NÚSCH,SÚSCCH, VÚSCH)",90215000]
[341,"XB3.2","X05150","P0963A","Defibrilátor - kardioverter implanatovateľný dvojdutinový Cobalt XT DR MRI SureScan","s externým aplikátorom, modely (DDPA2D1, DDPA2D4)","MDT","US","ks",{"v":0.1,"d":"10.00%"},{"v":20017.76,"d":"20,017.76"},{"v":20017.76,"d":"20,017.76"},{"v":0,"d":"0.00"},{"v":0,"d":"0.0000%"},"I","KAR(NÚSCH,SÚSCCH, VÚSCH)",90215000]
[342,"XB3.2","X00700","P85837","Protecta XT","Kardioverter-defibrilátor digitálny implantovateľný dvojdutinový DR, DR M4/DF4","MDC","US","ks",{"v":0.1,"d":"10.00%"},{"v":20146.5,"d":"20,146.50"},{"v":20146.5,"d":"20,146.50"},{"v":0,"d":"0.00"},{"v":0,"d":"0.0000%"},"I","KAR(NÚSCH,SÚSCCH, VÚSCH)",90215000]
[343,"XB3.2","X01738","P89476","Fortify Assura","defibrilátor implantovateľný dvojdutinový, DF-1, DF-4","SJM","US","ks",{"v":0.1,"d":"10.00%"},{"v":24200,"d":"24,200.00"},{"v":24200,"d":"24,200.00"},{"v":0,"d":"0.00"},{"v":0,"d":"0.0000%"},"I","KAR(NÚSCH,SÚSCCH, VÚSCH)",90215000]
[344,"XB3.2","X00698","P86520,P84995","Current Plus, Fortify DR","defibrilátor implantovateľný dvojdutinový, DF-1, DF-4","SJM","US","ks",{"v":0.1,"d":"10.00%"},{"v":25410,"d":"25,410.00"},{"v":25410,"d":"25,410.00"},{"v":0,"d":"0.00"},{"v":0,"d":"0.0000%"},"I","KAR(NÚSCH,SÚSCCH, VÚSCH)",90215000]
[345,"XB3.2","X01106","P89477","Ellipse","defibrilátor implantovateľný dvojdutinový, DF-1, DF-4","SJM","US","ks",{"v":0.1,"d":"10.00%"},{"v":25410,"d":"25,410.00"},{"v":25410,"d":"25,410.00"},{"v":0,"d":"0.00"},{"v":0,"d":"0.0000%"},"I","KAR(NÚSCH,SÚSCCH, VÚSCH)",90215000]
[346,"XB3.2","X03478","P93326","Iperia DR-T (MRI)","defibrilátor implantovateľný dvojdutinový, MRI kompatibilný (celotelový MRI sken),  DF-1, DF-4,                   Modely : Iperia 5 DR-T, Iperia 7 DR-T","XBT-DE","DE","ks",{"v":0.1,"d":"10.00%"},{"v":25531,"d":"25,531.00"},{"v":25531,"d":"25,531.00"},{"v":0,"d":"0.00"},{"v":0,"d":"0.0000%"},"I","KAR(NÚSCH,SÚSCCH, VÚSCH)",90215000]
[347,"XB3.2","X01599","P90880","Ilesto DR- T (MRI)","defibrilátor implantovateľný dvojdutinový, MRI,  DF-1, DF-4,                                                                      Modely : Ilesto 5 DR-T, Ilesto 7 DR-T","XBT-DE","DE","ks",{"v":0.1,"d":"10.00%"},{"v":26950.33,"d":"26,950.33"},{"v":26950.33,"d":"26,950.33"},{"v":0,"d":"0.00"},{"v":0,"d":"0.0000%"},"I","KAR(NÚSCH,SÚSCCH, VÚSCH)",90215000]
[348,"XB3.2","X04419","P97113","Defibrilátor CHARISMA EL ICD DR",null,"BSC","US","ks",{"v":0.1,"d":"10.00%"},{"v":27346,"d":"27,346.00"},{"v":27346,"d":"27,346.00"},{"v":0,"d":"0.00"},{"v":0,"d":"0.0000%"},"I","KAR(NÚSCH,SÚSCCH, VÚSCH)",90215000]
[349,"XB3.2","X03252","P92436","defibrilátor kardioverter Paradym 2 DR","dvojdutinový, implatovateľný, s príslušenstvom","SBI","IT","ks",{"v":0.1,"d":"10.00%"},{"v":27709,"d":"27,709.00"},{"v":27709,"d":"27,709.00"},{"v":0,"d":"0.00"},{"v":0,"d":"0.0000%"},"I","KAR(NÚSCH,SÚSCCH, VÚSCH)",90215000]
[350,"XB3.2","X03415","P92439","defibrilátor kardioverter Intensia  DR","dvojkomorový implatovateľný, s príslušenstvom","SBI","IT","ks",{"v":0.1,"d":"10.00%"},{"v":27975.2,"d":"27,975.20"},{"v":27975.2,"d":"27,975.20"},{"v":0,"d":"0.00"},{"v":0,"d":"0.0000%"},"I","KAR(NÚSCH,SÚSCCH, VÚSCH)",90215000]
[351,"XB3.2","X01574","P22869","Defibrilátor kardioverter implantovateľný Evera","model XT DR DF-1/DF-4","MDCUS06","US","ks",{"v":0.1,"d":"10.00%"},{"v":27999.4,"d":"27,999.40"},{"v":27999.4,"d":"27,999.40"},{"v":0,"d":"0.00"},{"v":0,"d":"0.0000%"},"I","KAR(NÚSCH,SÚSCCH, VÚSCH)",90215000]
[352,"XB3.2","X00771","P81945","defibrilátor kardioverter Paradym DR 8550 dvojdutinový","dvojdutinový, rozmery:58.4 x 73.4 x 11 mm Hmotnosť: 91 gObjem: 32,8 cm3","SBI","IT","ks",{"v":0.1,"d":"10.00%"},{"v":28113.01,"d":"28,113.01"},{"v":28113.01,"d":"28,113.01"},{"v":0,"d":"0.00"},{"v":0,"d":"0.0000%"},"I","KAR(NÚSCH,SÚSCCH, VÚSCH)",90215000]
[353,{"$nulls":3},"XB3.3 ICD biventrikulárny",{"$nulls":10},{"v":35799.06,"d":"35,799.060000"},"ks"]
[354,"XB3.3","X04498","P96571","Intica HF-T (MRI)","Defibrilátor implantovateľný biventrikulárny, MRI kompatibilný (celotelový MRI scan), DF-1,DF-4, IS-1, IS-4                                          Modely: Intica 5 HF-T, Intica 5 HF-T QP  Intica 7 HF-T, Intica 7 HF-T QP","XBT-DE","DE","ks",{"v":0.1,"d":"10.00%"},{"v":13000,"d":"13,000.00"},{"v":13000,"d":"13,000.00"},{"v":0,"d":"0.00"},{"v":0,"d":"0.0000%"},"I","KAR(NÚSCH,SÚSCCH, VÚSCH)",90215000]
[355,"XB3.3","X04853","P99134","Acticor 7 HF-T, Acticor 7 HF-T  QP","Defibrilátor implantovateľný biventrikulárny, MRI kompatibilný (celotelový MRI scan)                                                                Modely: Acticor 7 HF-T (DF 4, IS 1) , Acticor  7 HF-T QP (DF4, IS4,IS1)","XBT","DE","ks",{"v":0.1,"d":"10.00%"},{"v":14449.82,"d":"14,449.82"},{"v":14449.82,"d":"14,449.82"},{"v":0,"d":"0.00"},{"v":0,"d":"0.0000%"},"I","KAR(NÚSCH,SÚSCCH, VÚSCH)",90215000]
[356,"XB3.3","X04856","P99224","Ilivia Neo 7 HF-T, Ilivia Neo 7 HF-T  QP","Defibrilátor implantovateľný biventrikulárny, MRI kompatibilný (celotelový MRI scan)                                                                Modely: Ilivia Neo 7 HF-T (DF 1, IS 1) , Ilivia Neo  7 HF-T QP (DF1, IS4,IS1)","XBT","DE","ks",{"v":0.1,"d":"10.00%"},{"v":14449.82,"d":"14,449.82"},{"v":14449.82,"d":"14,449.82"},{"v":0,"d":"0.00"},{"v":0,"d":"0.0000%"},"I","KAR(NÚSCH,SÚSCCH, VÚSCH)",90215000]
[357,"XB3.3","X04723","P95515","Defibrilátor kardioverter Claria MRI CRT-D","modely DTMA2QQ, DTMA2D4","MDT","US","ks",{"v":0.1,"d":"10.00%"},{"v":14999,"d":"14,999.00"},{"v":14999,"d":"14,999.00"},{"v":0,"d":"0.00"},{"v":0,"d":"0.0000%"},"I","KAR(NÚSCH,SÚSCCH, VÚSCH)",90219090]
[358,"XB3.3","X03899","P95512","ILIVIA 7 HF-T (MRI)","Defibrilátor implantovateľný biventrikulárny, MRI kompatibilný (celotelový  MRI scan), DF-1,DF-4,IS-1, IS-4                                                           Modely: ILIVIA 7 HF-T , ILIVIA 7 HF-T QP","XBT-DE","DE","ks",{"v":0.1,"d":"10.00%"},{"v":16215.52,"d":"16,215.52"},{"v":16215.52,"d":"16,215.52"},{"v":0,"d":"0.00"},{"v":0,"d":"0.0000%"},"I","KAR(NÚSCH,SÚSCCH, VÚSCH)",90215000]
[359,"XB3.3","X04411","P97108","Defibrilátor CHARISMA CRT-D",null,"BSC","US","ks",{"v":0.1,"d":"10.00%"},{"v":18150,"d":"18,150.00"},{"v":18150,"d":"18,150.00"},{"v":0,"d":"0.00"},{"v":0,"d":"0.0000%"},"I","KAR(NÚSCH,SÚSCCH, VÚSCH)",90215000]
[360,"XB3.3","X05037","P0711A","Defibrilátor / kardioverter implantovateľný resynchronizačný Gallant VR/ Gallant DR / Gallant HF","s mobilnou aplikáciou myMerlinPulse","SJM","US","ks",{"v":0.1,"d":"10.00%"},{"v":18980.54,"d":"18,980.54"},{"v":18980.54,"d":"18,980.54"},{"v":0,"d":"0.00"},{"v":0,"d":"0.0000%"},"I","KAR(NÚSCH,SÚSCCH, VÚSCH)",90215000]
[361,"XB3.3","X02365","P92023","Defibrilátor implantovateľný AUTOGEN CRT-D/AUTOGEN X4 CRT-D","G179 G177 G172 G173 G175","BSC-US","US","ks",{"v":0.1,"d":"10.00%"},{"v":19848.56,"d":"19,848.56"},{"v":19848.56,"d":"19,848.56"},{"v":0,"d":"0.00"},{"v":0,"d":"0.0000%"},"I","KAR(NÚSCH,SÚSCCH, VÚSCH)",90215000]
[362,"XB3.3","X04413","P97110","Defibrilátor MOMENTUM CRT-D",null,"BSC","US","ks",{"v":0.1,"d":"10.00%"},{"v":19848.56,"d":"19,848.56"},{"v":19848.56,"d":"19,848.56"},{"v":0,"d":"0.00"},{"v":0,"d":"0.0000%"},"I","KAR(NÚSCH,SÚSCCH, VÚSCH)",90215000]
[363,"XB3.3","X04410","P97107","Defibrilátor RESONATE CRT-D","G424, G447","BSC","US","ks",{"v":0.1,"d":"10.00%"},{"v":19848.56,"d":"19,848.56"},{"v":19848.56,"d":"19,848.56"},{"v":0,"d":"0.00"},{"v":0,"d":"0.0000%"},"I","KAR(NÚSCH,SÚSCCH, VÚSCH)",90215000]
[364,"XB3.3","X04412","P97109","Defibrilátor VIGILANT CRT-D",null,"BSC","US","ks",{"v":0.1,"d":"10.00%"},{"v":19848.56,"d":"19,848.56"},{"v":19848.56,"d":"19,848.56"},{"v":0,"d":"0.00"},{"v":0,"d":"0.0000%"},"I","KAR(NÚSCH,SÚSCCH, VÚSCH)",90215000]
[365,"XB3.3","X03794","P94899","Defibrilátor kardioverter Platinium CRT-D s príslušenstvom","implantovateľný biventrikulárny, modely CRT-D1711, CRT-D1741, CRT-D1744","MFM","IT","ks",{"v":0.1,"d":"10.00%"},{"v":20500.36,"d":"20,500.36"},{"v":20500.36,"d":"20,500.36"},{"v":0,"d":"0.00"},{"v":0,"d":"0.0000%"},"I","KAR(NÚSCH,SÚSCCH, VÚSCH)",90215000]
[366,"XB3.3","X03795","P94900","Defibrilátor kardioverter Platinium SonR CRT-D s príslušenstvom","implantovateľný, modely SonR CRT-D 1811, SonR CRT-D 1841, SonR CRT-D 1844","MFM","IT","ks",{"v":0.1,"d":"10.00%"},{"v":20500.36,"d":"20,500.36"},{"v":20500.36,"d":"20,500.36"},{"v":0,"d":"0.00"},{"v":0,"d":"0.0000%"},"I","KAR(NÚSCH,SÚSCCH, VÚSCH)",90215000]
[367,"XB3.3","X00710","P86746","ICD BIVENTRIKULÁRNY ENERGEN","ModelTypVeľkosť (cm)V x Š x HHmotnosť (g)Objem (cc)Port def.elektr.Port P/K                                                                                               P142CRT-D6.17 x 7.70 x 0.997232.0IS-4P143CRT-D6.17 x 7.95 x 0.997232.5DF-1IS-1","BSC","US","ks",{"v":0.1,"d":"10.00%"},{"v":21039.48,"d":"21,039.48"},{"v":21039.48,"d":"21,039.48"},{"v":0,"d":"0.00"},{"v":0,"d":"0.0000%"},"I","KAR(NÚSCH,SÚSCCH, VÚSCH)",90215000]
[368,"XB3.3","X00706","P86521,P84998","Promote Plus, Unify","defibrilátor implantovateľný biventrikulárny, DF-1, DF-4","SJM","US","ks",{"v":0.1,"d":"10.00%"},{"v":22869,"d":"22,869.00"},{"v":22869,"d":"22,869.00"},{"v":0,"d":"0.00"},{"v":0,"d":"0.0000%"},"I","KAR(NÚSCH,SÚSCCH, VÚSCH)",90215000]
[369,"XB3.3","X00708","P85837","Protecta XT CRT-D","Kardioverter-defibrilátor digitálny implantovateľný biventrikulárny CRT-D DF1, CRT-D M4/DF4","MDC","US","ks",{"v":0.1,"d":"10.00%"},{"v":22869,"d":"22,869.00"},{"v":22869,"d":"22,869.00"},{"v":0,"d":"0.00"},{"v":0,"d":"0.0000%"},"I","KAR(NÚSCH,SÚSCCH, VÚSCH)",90219090]
[370,"XB3.3","X05130","P0961A","Defibrilátor - kardioverter implanatovateľný biventrikulárny Cobalt XT HF MRI SureScan","s externým aplikátorom, modely DTPA2D1, DTPA2D4, DTPA2QQ, DTPA2Q1","MDT","US","ks",{"v":0.1,"d":"10.00%"},{"v":24821,"d":"24,821.00"},{"v":24821,"d":"24,821.00"},{"v":0,"d":"0.00"},{"v":0,"d":"0.0000%"},"I","KAR(NÚSCH,SÚSCCH, VÚSCH)",90219090]
[371,"XB3.3","X00707","P87918,P89473,P89474,P86519","ICD biventrikulárny kvadrupolárny","Unify Quadra, Quadra Assura, Quadra Assura MP, Promote Quadra - defibrilátor implantovateľný biventrikulárny, DF-1, DF-4","SJM","US","ks",{"v":0.1,"d":"10.00%"},{"v":30833.22,"d":"30,833.22"},{"v":30833.22,"d":"30,833.22"},{"v":0,"d":"0.00"},{"v":0,"d":"0.0000%"},"I","KAR(NÚSCH,SÚSCCH, VÚSCH)",90215000]
[372,"XB3.3","X01737","P89475","Unify Assura","defibrilátor implantovateľný biventrikulárny, DF-1, DF-4                                                                                                                                                                                                                                                                                                                                      Quadra Assura: DF-1, IS-1, IS-4 konektory: 83 x 41 x 14 mm, 40cc, 83g;DF-4, IS-1, IS-4 konektory: 76 x 41 x 14 mm, 38cc, 81g;Quadra Assura MP:DF-1, IS-1, IS-4 konektory: 83 x 41 x 14 mm, 40cc, 83g;DF-4, IS-1, IS-4 konektory: 76 x 41 x 14 mm, 38cc, 81g;Promote Quadra: DF-1, IS-1, IS-4 konektory: 81 x 51 x 14 mm, 46cc, 88g;DF-4, IS-1, IS-4 konektory: 74 x 51 x 14 mm, 44cc, 87g;","SJM","US","ks",{"v":0.1,"d":"10.00%"},{"v":30833.22,"d":"30,833.22"},{"v":30833.22,"d":"30,833.22"},{"v":0,"d":"0.00"},{"v":0,"d":"0.0000%"},"I","KAR(NÚSCH,SÚSCCH, VÚSCH)",90215000]
[373,"XB3.3","X03479","P93326","Iperia HF-T (MRI)","defibrilátor implantovateľný bivetrikulárny, MRI kompatibilný (celotelový MRI sken),  DF-1, DF-4,                   Modely : Iperia 5 HF-T, Iperia 7 HF-T, Iperia 5 HF-T QP, Iperia 7 HF-T QP","XBT-DE","DE","ks",{"v":0.1,"d":"10.00%"},{"v":32186,"d":"32,186.00"},{"v":32186,"d":"32,186.00"},{"v":0,"d":"0.00"},{"v":0,"d":"0.0000%"},"I","KAR(NÚSCH,SÚSCCH, VÚSCH)",90215000]
[374,"XB3.3","X03900","P95515","Kardioverter - defibrilátor implantovatelný Amplia MRI Quad DF-4, Amplia MRI  DF-4","DTMB2QQ, DTMB2D4","MDT","US","ks",{"v":0.1,"d":"10.00%"},{"v":33093.5,"d":"33,093.50"},{"v":33093.5,"d":"33,093.50"},{"v":0,"d":"0.00"},{"v":0,"d":"0.0000%"},"I","KAR(NÚSCH,SÚSCCH, VÚSCH)",90219090]
[375,"XB3.3","X01258","P86883","Kardioverter-defibrilátor digitálny implantovateľný biventrikulárny                    Viva / VivaGuad / Viva XT / Viva XT Guad  (všetky konektory)","s príslušenstvom, rôzne modely","MDC","US","ks",{"v":0.1,"d":"10.00%"},{"v":33093.5,"d":"33,093.50"},{"v":33093.5,"d":"33,093.50"},{"v":0,"d":"0.00"},{"v":0,"d":"0.0000%"},"I","KAR(NÚSCH,SÚSCCH, VÚSCH)",90219090]
[376,"XB3.3","X01259","P86883","Kardioverter-defibrilátor digitálny implantovateľný biventrikulárny     Brava / Brava Guad (všetky konektory)","s príslušenstvom, rôzne modely","MDC","US","ks",{"v":0.1,"d":"10.00%"},{"v":33093.5,"d":"33,093.50"},{"v":33093.5,"d":"33,093.50"},{"v":0,"d":"0.00"},{"v":0,"d":"0.0000%"},"I","KAR(NÚSCH,SÚSCCH, VÚSCH)",90219090]
[377,"XB3.3","X03257","P92441","defibrilátor kardioverter Intensia  SonR CRT-D","implantovateľný, s príslušenstvom","SBI","IT","ks",{"v":0.1,"d":"10.00%"},{"v":33435.93,"d":"33,435.93"},{"v":33435.93,"d":"33,435.93"},{"v":0,"d":"0.00"},{"v":0,"d":"0.0000%"},"I","KAR(NÚSCH,SÚSCCH, VÚSCH)",90215000]
[378,"XB3.3","X02366","P92024","Defibrilátor implantovateľný DYNAGEN CRT-D/DYNAGEN X4 CRT-D","G150 G151 G156 G158","BSC-US","US","ks",{"v":0.1,"d":"10.00%"},{"v":33890.89,"d":"33,890.89"},{"v":33890.89,"d":"33,890.89"},{"v":0,"d":"0.00"},{"v":0,"d":"0.0000%"},"I","KAR(NÚSCH,SÚSCCH, VÚSCH)",90215000]
[379,"XB3.3","X02266","P91888","IDOVA 7 HF- T (MRI)","defibrilátor implantovateľný bivetrikulárny, MRI kompatibilný (celotelový MRI sken),  DF-1, DF-4","VMI-DE","DE","ks",{"v":0.1,"d":"10.00%"},{"v":35799,"d":"35,799.00"},{"v":35799,"d":"35,799.00"},{"v":0,"d":"0.00"},{"v":0,"d":"0.0000%"},"I","KAR(NÚSCH,SÚSCCH, VÚSCH)",90215000]
[380,"XB3.3","X01600","P90880","Ilesto HF- T (MRI)","defibrilátor implantovateľný bivetrikulárny, MRI kompatibilný (celotelový MRI sken),  DF-1, DF-4,                   Modely : Ilesto 5 HF-T, Ilesto 7 HF-T","XBT-DE","DE","ks",{"v":0.1,"d":"10.00%"},{"v":35799,"d":"35,799.00"},{"v":35799,"d":"35,799.00"},{"v":0,"d":"0.00"},{"v":0,"d":"0.0000%"},"I","KAR(NÚSCH,SÚSCCH, VÚSCH)",90215000]
[381,{"$nulls":3},"XB3.4 Defibrilátor podkožný vrátane podkožnej elektródy",{"$nulls":10},{"v":19844,"d":"19,844.000000"},"ks"]
[382,"XB3.4","X03954","P95014","Subkutánna elektróda EMBLEM S-ICD",null,"BSC","US","ks",{"v":0.1,"d":"10.00%"},{"v":3993,"d":"3,993.00"},{"v":3993,"d":"3,993.00"},{"v":0,"d":"0.00"},{"v":0,"d":"0.0000%"},"I","KAR(NÚSCH,SÚSCCH, VÚSCH)",90219090]
[383,"XB3.4","X03955","P95014","Defibrilátor podkožný implantabilný EMBLEM S-ICD","s príslušenstvom","BSC","US","ks",{"v":0.1,"d":"10.00%"},{"v":19299.5,"d":"19,299.50"},{"v":19299.5,"d":"19,299.50"},{"v":0,"d":"0.00"},{"v":0,"d":"0.0000%"},"I","KAR(NÚSCH,SÚSCCH, VÚSCH)",90215000]
[384,{"$nulls":3},"XB3.5 Príslušenstvo k diaľkovému monitorovaniu pacientov s elektrostimuláciou",{"$nulls":10},{"v":726,"d":"726.000000"},"ks"]
[385,"XB3.5","X04515","P97909","Jednotka telemonitorovacia ERMES prenosná","na vzdialenú kontrolu implantovaných prístrojov","MCO","IT","ks",{"v":0.2,"d":"20.00%"},{"v":490,"d":"490.00"},{"v":490,"d":"490.00"},{"v":0,"d":"0.00"},{"v":0,"d":"0.0000%"},"I","KAR(NÚSCH,SÚSCCH, VÚSCH)",90215000]
[386,"XB3.5","X04474","P97857","Systém Monitor SMARTVIEW","monit. na diaľku pre implant. srdcové zariadenia","MFM","IT","ks",{"v":0.2,"d":"20.00%"},{"v":700,"d":"700.00"},{"v":700,"d":"700.00"},{"v":0,"d":"0.00"},{"v":0,"d":"0.0000%"},"I","KAR(NÚSCH,SÚSCCH, VÚSCH)",90215000]
[387,"XB3.5","X04394","P96439","Komunikátor LATITUDE","diaľkové monitorovanie pacienta","BSC","US","ks",{"v":0.2,"d":"20.00%"},723.36,723.36,{"v":0,"d":"0.00"},{"v":0,"d":"0.0000%"},"I","KAR(NÚSCH,SÚSCCH, VÚSCH)",90181990]
[388,"XB3.5","X05281","P2290A","Systém monitorovací pre kardiostimulátory SmartView Connect","monitorovanie na diaľku pre implantované srdcové zariadenie","MFM","IT","ks",{"v":0.2,"d":"20.00%"},{"v":725,"d":"725.00"},{"v":725,"d":"725.00"},{"v":0,"d":"0.00"},{"v":0,"d":"0.0000%"},"I","KAR(NÚSCH,SÚSCCH, VÚSCH)",90215000]
[389,"XB3.5","X03549","P90830","MERLIN@home telemonitorovací vysielač","s príslušenstvom","SJM","US","ks",{"v":0.2,"d":"20.00%"},{"v":726,"d":"726.00"},{"v":726,"d":"726.00"},{"v":0,"d":"0.00"},{"v":0,"d":"0.0000%"},"I","KAR(NÚSCH,SÚSCCH, VÚSCH)",85176200]
[390,"XB3.5","X03238","P91786","Monitor pacientsky s čítacím zariadením MyCareLink /MyCareLink Smart","s príslušenstvom","MDC","US","ks",{"v":0.2,"d":"20.00%"},{"v":726,"d":"726.00"},{"v":726,"d":"726.00"},{"v":0,"d":"0.00"},{"v":0,"d":"0.0000%"},"I","KAR(NÚSCH,SÚSCCH, VÚSCH)",85287230]
[391,"XB3.5","X03509","P83033","CardioMessenger","CardioMessenger – S, CardioMessenger II – S, CardioMessenger Smart 2G, CardioMessenger Smart 4G","XBT","DE","ks",{"v":0.2,"d":"20.00%"},{"v":1374.42,"d":"1,374.42"},{"v":726,"d":"726.00"},648.42,{"v":0.471777,"d":"47.1777%"},"S","KAR(NÚSCH,SÚSCCH, VÚSCH)",90215000]
[392,{"$nulls":3},"XB4 Implantovateľné ekg slučkové rekordéry"]
[393,{"$nulls":3},"XB4.1 Implantabilný ekg slučkový rekordér",{"$nulls":10},{"v":2591.05,"d":"2,591.050000"},"ks"]
[394,"XB4.1","X00718","P78323","Reveal DX","Implantovateľný EKG slučkový rekordér","MDC","US","ks",{"v":0.1,"d":"10.00%"},{"v":1754.5,"d":"1,754.50"},{"v":1754.5,"d":"1,754.50"},{"v":0,"d":"0.00"},{"v":0,"d":"0.0000%"},"I","KAR",90189084]
[395,"XB4.1","X00717","P78323","Reveal XT","Implantovateľný EKG slučkový rekordér","MDC","US","ks",{"v":0.1,"d":"10.00%"},{"v":1998.92,"d":"1,998.92"},{"v":1998.92,"d":"1,998.92"},{"v":0,"d":"0.00"},{"v":0,"d":"0.0000%"},"I","KAR",90189084]
[396,"XB4.1","X03676","P94570,P0135A","BioMonitor","Systém monitorovací kardiologický BioMonitor 2 AF/ 2-S, BioMonitor III /BioMonitor IIIm","XBT-DE","DE","ks",{"v":0.1,"d":"10.00%"},{"v":2311.1,"d":"2,311.10"},{"v":2311.1,"d":"2,311.10"},{"v":0,"d":"0.00"},{"v":0,"d":"0.0000%"},"I","KAR",90215000]
[397,"XB4.1","X02368","P92204","Reveal LINQ LNQ11","Implantovateľný monitor srdcovej činnosti","MDC","US","ks",{"v":0.1,"d":"10.00%"},{"v":2556.04,"d":"2,556.04"},{"v":2556.04,"d":"2,556.04"},{"v":0,"d":"0.00"},{"v":0,"d":"0.0000%"},"I","KAR",90215000]
[398,"XB4.1","X00716","P82147","Confirm","implantabilný EKG slučkový rekordér, rôzne modely","SJM","US","ks",{"v":0.1,"d":"10.00%"},{"v":2591.05,"d":"2,591.05"},{"v":2591.05,"d":"2,591.05"},{"v":0,"d":"0.00"},{"v":0,"d":"0.0000%"},"I","KAR",90215000]
[399,{"$nulls":3},"XB5 Elektródy"]
[400,{"$nulls":3},"XB5.3 Elektróda endovazálna pre trvalú ľavokomorovú  stimuláciu",{"$nulls":10},{"v":1573,"d":"1,573.000000"},"ks"]
[401,"XB5.3","X00729","P86523","Quartet","elektróda ľavokomorová kvadrupolárna, aj pre stimuláciu z viacerých pólov, IS-4, všetky dĺžky","SJM","US","ks",{"v":0.1,"d":"10.00%"},628.49,628.49,{"v":0,"d":"0.00"},{"v":0,"d":"0.0000%"},"I","KAR",90219090]
[402,"XB5.3","X00730","P80955,P80956,P83265","QuickFlex, QuickFlex XL, QuickFlex micro","elektróda ľavokomorová bipolárna, IS-1, všetky dĺžky","SJM","US","ks",{"v":0.1,"d":"10.00%"},628.49,628.49,{"v":0,"d":"0.00"},{"v":0,"d":"0.0000%"},"I","KAR",90219090]
[403,"XB5.3","X03837","P86523","QUARTET MR","elektróda ľavokomorová kvadrupolárna, aj pre stimuláciu z viacerých pólov, IS-4, všetky dĺžky, MRI podmienečne kompatibilná","SJM","US","ks",{"v":0.1,"d":"10.00%"},{"v":883.3,"d":"883.30"},{"v":883.3,"d":"883.30"},{"v":0,"d":"0.00"},{"v":0,"d":"0.0000%"},"I","KAR",90219090]
[404,"XB5.3","X01128","P89496","Corox ProMRI","Elektróda endovazálna pre trvalú ľavokomorovú stimuláciu uni a bipolárna, MRI kompatibilná,                                             Modely: Corox ProMRI OTW 75-BP, Corox ProMRI OTW 85-BP, Corox ProMRI OTW-S 75-BP, Corox ProMRI OTW-S 85-BP,Corox ProMRI OTW-L 75-BP, Corox ProMRI OTW-L 85-BP","XBT-DE","DE","ks",{"v":0.1,"d":"10.00%"},889.96,889.96,{"v":0,"d":"0.00"},{"v":0,"d":"0.0000%"},"I","KAR",90215000]
[405,"XB5.3","X00736","P40822,P74301,P74302,P85285","Elektróda endovazálna pre trvalú ľavokomorovú stimuláciu uni a bipolárna","Corox OTW UP, Corox OTW BP, Corox OTW-S BP, Corox OTW-L BP","XBT-DE","DE","ks",{"v":0.1,"d":"10.00%"},889.96,889.96,{"v":0,"d":"0.00"},{"v":0,"d":"0.0000%"},"I","KAR",90215000]
[406,"XB5.3","X01129","P89516","Sentus ProMRI","Elektróda endovazálna pre trvalú ľavokomorovú stimuláciu unipolárna a bipolárna, MRI kompatibilná,                     Modely:  Sentus OTW UP H-75, Sentus ProMRI OTW BP L-75 Sentus ProMRI OTW BP L-85, Sentus  ProMRI OTW BP L 95 s príslušenstvom","XBT-DE","DE","ks",{"v":0.1,"d":"10.00%"},889.96,889.96,{"v":0,"d":"0.00"},{"v":0,"d":"0.0000%"},"I","KAR",90215000]
[407,"XB5.3","X03476","P93325","Sentus ProMRI OTW QP","Sentus ProMRI OTW QP L-75,  Sentus ProMRI OTW QP L-85, Sentus ProMRI OTW QP L-95,SENTUS ProMRI OTW QP S - 75; SENTUS ProMRI OTW QP S - 85; SENTUS ProMRI OTW QP S - 95","XBT-DE","DE","ks",{"v":0.1,"d":"10.00%"},{"v":907.5,"d":"907.50"},{"v":907.5,"d":"907.50"},{"v":0,"d":"0.00"},{"v":0,"d":"0.0000%"},"I","KAR",90215000]
[408,"XB5.3","X00733","P22925","ATTAIN ABILITY","Transvenózna multipolárna ľavokomorová stimulačná elektróda typu „over the wire“ uvoľňujúca steroidy; 78 a 88 cm, 4Fr","MDC","US","ks",{"v":0.1,"d":"10.00%"},{"v":1119.25,"d":"1,119.25"},{"v":1119.25,"d":"1,119.25"},{"v":0,"d":"0.00"},{"v":0,"d":"0.0000%"},"I","KAR",90219090]
[409,"XB5.3","X00732","P22925","ATTAIN ABILITY PLUS","Transvenózna multipolárna ľavokomorová stimulačná elektróda typu „over the wire“ uvoľňujúca steroidy; 78 a 88 cm; 5,3Fr","MDC","US","ks",{"v":0.1,"d":"10.00%"},{"v":1119.25,"d":"1,119.25"},{"v":1119.25,"d":"1,119.25"},{"v":0,"d":"0.00"},{"v":0,"d":"0.0000%"},"I","KAR",90219090]
[410,"XB5.3","X00731","P22925","ATTAIN OTW","Transvenózna unipolárna & bipolárna ľavokomorová elektróda typu „over the wire“, uvoľňujúca steroidy; dĺžky: 78, 88 a 103 cm; 4Fr/6Fr","MDC","US","ks",{"v":0.1,"d":"10.00%"},{"v":1119.25,"d":"1,119.25"},{"v":1119.25,"d":"1,119.25"},{"v":0,"d":"0.00"},{"v":0,"d":"0.0000%"},"I","KAR",90219090]
[411,"XB5.3","X04779","P96471","Elektróda ľavokomorová Sentus ProMRI OTW QP S-xx/49 , L-xx/49","stimulačná, kvadrupolárna, s IS-4 konektorom","XBT","DE","ks",{"v":0.1,"d":"10.00%"},{"v":1244.61,"d":"1,244.61"},{"v":1244.61,"d":"1,244.61"},{"v":0,"d":"0.00"},{"v":0,"d":"0.0000%"},"I","KAR",90215000]
[412,"XB5.3","X01575","P22870","Elektróda transvenózna Attain","uvoľňujúca steroid, s konektorom IS4 ;modely 4298,4398,4598, 4796, 4798","MDCUS06","US","ks",{"v":0.1,"d":"10.00%"},{"v":1573,"d":"1,573.00"},{"v":1573,"d":"1,573.00"},{"v":0,"d":"0.00"},{"v":0,"d":"0.0000%"},"I","KAR",90219090]
[413,"XB5.3","X02713","P92294","Elektróda do koronárneho sínusu ACUITY X4 Straight/Spiral S/ Spiral L","modely 4671, 4674, 4677 - 86cm, 4672, 4675, 4578 - 95cm","BSC","US","ks",{"v":0.1,"d":"10.00%"},{"v":1815,"d":"1,815.00"},{"v":1573,"d":"1,573.00"},{"v":242,"d":"242.00"},{"v":0.133333,"d":"13.3333%"},"S","KAR",90219090]
[414,"XB5.3","X00734","P72606,P81009","Elektróda ľavokomorová ACUITY","ACUITY Steerable, bipolárna elektróda, 2D, „J“ Zavádzanie:  stylet, po drôte „over the wire“ 4554 - dĺžka: 80cm, IS-1 dual, 8Fr4555 - dĺžka: 90cm, IS-1 dual, 8Fr  ACUITY Spiral, 3D – „helical fixation“  Zavádzanie: po drôte „over the wire“ 4591 – dĺžka: 80cm, IS – 1 single, 4,5F telo elektródy, 4,1F tip 4592 – dĺžka: 90cm, IS – 1 single, 4,5F telo elektródy, 4,1F tip 4593 – dĺžka: 100cm, IS – 1 single, 4,5F telo elektródy, 4,1F tip","BSC","US","ks",{"v":0.1,"d":"10.00%"},{"v":1815,"d":"1,815.00"},{"v":1573,"d":"1,573.00"},{"v":242,"d":"242.00"},{"v":0.133333,"d":"13.3333%"},"S","KAR",90219090]
[415,"XB5.3","X00735","P75933,P75934","Elektróda ľavokomorová EASYTRAK","4517 - dĺžka: 80cm, LV-1 dual, Bi/ExtBi/Uni4518 - dĺžka: 90cm, LV-1 dual, Bi/ExtBi/Uni4520 - dĺžka: 100cm, LV-1 dual, Bi/ExtBi/Uni4543 - dĺžka: 90cm, IS-1 dual, Bi/ExtBi/Uni4544 - dĺžka: 100cm, IS-1 dual, Bi/ExtBi/Uni4522 - dĺžka: 65cm, LV-1 dual, Bi/ExtBi/Uni4524 - dĺžka: 80cm, LV-1 dual, Bi/ExtBi/Uni4525 - dĺžka: 90cm, LV-1 dual, Bi/ExtBi/Uni4527 - dĺžka: 100cm, LV-1 dual, Bi/ExtBi/Uni4548 - dĺžka: 80cm, IS-1 dual, Bi/ExtBi/Uni4549 - dĺžka: 90cm, IS-1 dual, Bi/ExtBi/Uni4550 - dĺžka: 100cm, IS-1 dual, Bi/ExtBi/Uni","BSC","US","ks",{"v":0.1,"d":"10.00%"},{"v":1815,"d":"1,815.00"},{"v":1573,"d":"1,573.00"},{"v":242,"d":"242.00"},{"v":0.133333,"d":"13.3333%"},"S","KAR",90219090]
[416,{"$nulls":3},"XB5.4 Elektróda  pre trvalú pravokomorovú alebo predsieňovú stimuláciu",{"$nulls":10},{"v":561.44,"d":"561.440000"},"ks"]
[417,"XB5.4","X00720","P39845","Excellence PS+","Elektróda Vitatron Excellence PS+ Model IMK49B, je bipolárna, implantovateľná, komorová, transvenózna elektróda s pasívnou fixácioui, uvoľňujúca steroid. Veľkosť 52, 58 a 65 cm.","VTH","NL","ks",{"v":0.1,"d":"10.00%"},258.94,258.94,{"v":0,"d":"0.00"},{"v":0,"d":"0.0000%"},"I","KAR",90219090]
[418,"XB5.4","X00738","P39845","Excellence PS+","Elektróda Vitatron Excellence PS+, model IMK49JB, je bipolárna, implantovateľná, predsieňová, transvenózna elektróda s pasívnou fixáciou, uvoľňujúca steroid. Veľkosti 30, 45 a 53 cm.","VTH","NL","ks",{"v":0.1,"d":"10.00%"},258.94,258.94,{"v":0,"d":"0.00"},{"v":0,"d":"0.0000%"},"I","KAR",90219090]
[419,"XB5.4","X04816","P99364","Elektróda kardiostimulačná VITIS A / VITIS AS / VITIS V / VITIS VS",null,"MCO","IT","ks",{"v":0.1,"d":"10.00%"},{"v":315,"d":"315.00"},{"v":315,"d":"315.00"},{"v":0,"d":"0.00"},{"v":0,"d":"0.0000%"},"I","KAR",90219090]
[420,"XB5.4","X00722","P22925","CAPSURE SP NOVUS","Bipolárna, implantovateľná, steroidy uvoľňujúca, komorová, transvenózna elektróda s pasívnou fixáciou; dĺžka 52cm, 58cm,; 5,3Fr/6,0Fr; všetky typy","MDC","US","ks",{"v":0.1,"d":"10.00%"},317.02,317.02,{"v":0,"d":"0.00"},{"v":0,"d":"0.0000%"},"I","KAR",90219090]
[421,"XB5.4","X00740","P22925","Elektróda ku kardiostimulátoru / defibrilátoru","Elektróda CapSure, rôzne modely a veľkosti","MDC","US","ks",{"v":0.1,"d":"10.00%"},317.02,317.02,{"v":0,"d":"0.00"},{"v":0,"d":"0.0000%"},"I","KAR",90219090]
[422,"XB5.4","X00721","P39839","Crystalline ActFix","Elektróda pre stimuláciu pravej komory ICQ09B: 58cm, 65cm, 85cm, 110cm; ICQ09B: 58, 65, 85 cm","VTM","NL","ks",{"v":0.1,"d":"10.00%"},327.91,327.91,{"v":0,"d":"0.00"},{"v":0,"d":"0.0000%"},"I","KAR",90219090]
[423,"XB5.4","X00739","P39839","Crystalline ActFix","Stimulačné elektródy pre trvalú stimuláciu pravej predsiene: ICQ09B: 25cm, 35cm, 45cm, 52cm, ICF09B: 45cm, 52cm","VTM","NL","ks",{"v":0.1,"d":"10.00%"},327.91,327.91,{"v":0,"d":"0.00"},{"v":0,"d":"0.0000%"},"I","KAR",90219090]
[424,"XB5.4","X00728","P84331,P72522,P36995","Elektróda pre trvalú pravokomorovú stimuláciu","Siello T 60, Siello S 60, Setrox S 60, Selox ST 60, Selox ST 53","XBT-DE","DE","ks",{"v":0.1,"d":"10.00%"},329.97,329.97,{"v":0,"d":"0.00"},{"v":0,"d":"0.0000%"},"I","KAR",90215000]
[425,"XB5.4","X00746","P72522,P36995,P84331","Elektróda pre trvalú predsieňovú stimuláciu","Siello S 53, Siello S 45, Siello JT 45, Siello JT 53, Selox JT 45, Selox JT 53, Setrox S 53, Setrox S 45","XBT-DE","DE","ks",{"v":0.1,"d":"10.00%"},329.97,329.97,{"v":0,"d":"0.00"},{"v":0,"d":"0.0000%"},"I","KAR",90215000]
[426,"XB5.4","X01728","P88294","Elektróda pre trvalú pravokomorovú a predsieňovú stimuláciu","400, 400J","MCO-IT","IT","ks",{"v":0.1,"d":"10.00%"},356.95,356.95,{"v":0,"d":"0.00"},{"v":0,"d":"0.0000%"},"I","KAR",90219090]
[427,"XB5.4","X00741","P22925","CAPSURE FIX MRI","Steroidy uvoľňujúca, bipolárna, implantovateľná, predsieňová transvenózna elektróda s aktívnou fixáciou, dĺžka: 45, 52cm; 6,1Fr","MDC","US","ks",{"v":0.1,"d":"10.00%"},485.21,485.21,{"v":0,"d":"0.00"},{"v":0,"d":"0.0000%"},"I","KAR",90219090]
[428,"XB5.4","X00724","P22925","CAPSURE FIX MRI","Steroidy uvoľňujúca, bipolárna, implantovateľná, komorová transvenózna elektróda s aktívnou fixáciou; dĺžka: 58 cm; 6,1 Fr","MDC","US","ks",{"v":0.1,"d":"10.00%"},485.21,485.21,{"v":0,"d":"0.00"},{"v":0,"d":"0.0000%"},"I","KAR",90219090]
[429,"XB5.4","X02702","P92053","Elektróda ku generátorom impulzov NP X1 01 a NP X1 02","pre trvalú pravokomorovú stimuláciu","NAY","CH","ks",{"v":0.1,"d":"10.00%"},{"v":496,"d":"496.00"},{"v":496,"d":"496.00"},{"v":0,"d":"0.00"},{"v":0,"d":"0.0000%"},"I","KAR",90219090]
[430,"XB5.4","X02703","P92053","Elektróda ku generátorom impulzov NP X1 01 a NP X1 03","pre trvalú predsieňovú stimuláciu","NAY","CH","ks",{"v":0.1,"d":"10.00%"},{"v":496,"d":"496.00"},{"v":496,"d":"496.00"},{"v":0,"d":"0.00"},{"v":0,"d":"0.0000%"},"I","KAR",90219090]
[431,"XB5.4","X00725","P41060","ELEKTRÓDA PRE TRVALÚ PRAVOKOMOROVÚ STIMULÁCIU FINELINE II","4471 - bipolar; IS-1; 58cm; aktívna; steroid, polyurethán 4474 - bipolar; IS-1; 58cm; aktívna; steroid, silikón 4457 - bipolar; IS-1; 58 cm; pasívna; steroid, polyuretán 4459 - bipolar; IS-1; 58 cm; pasívna; steroid, silikón                     4458 - bipolar; IS-1; 52 cm; pasívna; steroid, silikón","BSC","US","ks",{"v":0.1,"d":"10.00%"},500.94,500.94,{"v":0,"d":"0.00"},{"v":0,"d":"0.0000%"},"I","KAR",90219090]
[432,"XB5.4","X00726","P68594","ELEKTRÓDA PRE TRVALÚ PRAVOKOMOROVÚ STIMULÁCIU FLEXTEND II","4097 - dĺžka: 59 cm, IS-1, 8-9.5 Fr, Bipolárna, aktívna, pred./komora, silikónová","BSC","US","ks",{"v":0.1,"d":"10.00%"},500.94,500.94,{"v":0,"d":"0.00"},{"v":0,"d":"0.0000%"},"I","KAR",90219090]
[433,"XB5.4","X00723","P22925","CAPSURE FIX NOVUS","Bipolárna, implantovateľná, steroidy uvoľňujúca, komorová, transvenózna elektróda s aktivnou fixáciou; dĺžka 58, 65, 85cm; 5,7Fr/6,1Fr; všetky typy","MDC","US","ks",{"v":0.1,"d":"10.00%"},503.36,503.36,{"v":0,"d":"0.00"},{"v":0,"d":"0.0000%"},"I","KAR",90219090]
[434,"XB5.4","X00742","P22925","CAPSURE FIX NOVUS","Bipolárna, implantovateľná, steroidy uvoľňujúca, predsieňová transvenózna elektróda s aktívnou fixáciou; dĺžka: 45cm, 52cm; 5,7Fr /6,1Fr; všetky typy","MDC","US","ks",{"v":0.1,"d":"10.00%"},503.36,503.36,{"v":0,"d":"0.00"},{"v":0,"d":"0.0000%"},"I","KAR",90219090]
[435,"XB5.4","X04758","P99068","Elektróda SelectSecure MRI SureScan model 3830","na srdcovú stimuláciu","MDC","US","ks",{"v":0.1,"d":"10.00%"},514.25,514.25,{"v":0,"d":"0.00"},{"v":0,"d":"0.0000%"},"I","KAR",90219090]
[436,"XB5.4","X03248","P92432","elektróda Beflex 46D","pre trvalú pravokomorovú stimuláciu","MFM","IT","ks",{"v":0.1,"d":"10.00%"},525.14,525.14,{"v":0,"d":"0.00"},{"v":0,"d":"0.0000%"},"I","KAR",90219090]
[437,"XB5.4","X04680","P98145","Elektróda VEGA R45 / VEGA R52 / VEGA R58","s príslušenstvom , rôzne veľkosti","MFM","IT","ks",{"v":0.1,"d":"10.00%"},526.35,526.35,{"v":0,"d":"0.00"},{"v":0,"d":"0.0000%"},"I","KAR",90219090]
[438,"XB5.4","X02417","P84331,P87370,P85880","Siello S 53, Solia S 53, Safio S 53 (MRI)","Elektródy pre trvalú pravokomorovú stimuláciu, MRI kompatibilné","XBT-DE","DE","ks",{"v":0.1,"d":"10.00%"},{"v":527,"d":"527.00"},{"v":527,"d":"527.00"},{"v":0,"d":"0.00"},{"v":0,"d":"0.0000%"},"I","KAR",90215000]
[439,"XB5.4","X00727","P87370,P85880","Solia S 60, Safio S 60, Solia T 53, Solia T 60 (MRI)","Elektródy pre trvalú pravokomorovú stimuláciu, MRI kompatibilné","XBT-DE","DE","ks",{"v":0.1,"d":"10.00%"},{"v":527,"d":"527.00"},{"v":527,"d":"527.00"},{"v":0,"d":"0.00"},{"v":0,"d":"0.0000%"},"I","KAR",90215000]
[440,"XB5.4","X00719","P82001,P73528,P86522,P88882","IsoFlex, Tendril ST, Tendril STS, Tendril MRI","elektróda stimulačná, fixácia pasívna (IsoFlex), aktívna (Tendril), rovné aj v tvare J, IS-1, všetky dĺžky","SJM","US","ks",{"v":0.1,"d":"10.00%"},527.11,527.11,{"v":0,"d":"0.00"},{"v":0,"d":"0.0000%"},"I","KAR",90219090]
[441,"XB5.4","X03249","P92432","elektróda Beflex RF45D","pre trvalú  predsieňovú stimuláciu","SBI","IT","ks",{"v":0.1,"d":"10.00%"},529.98,529.98,{"v":0,"d":"0.00"},{"v":0,"d":"0.0000%"},"I","KAR",90219090]
[442,"XB5.4","X00744","P68594","Elektróda pre trvalú predsieňovú stimuláciu FLEXTEND II","FLEXTEND 2  4095 - dĺžka: 45 cm, IS-1, 8-9.5 Fr, Bipolárna, aktívna, pred./komora, silikónová 4096 - dĺžka: 52 cm, IS-1, 8-9.5 Fr, Bipolárna, aktívna, pred./komora, silikónová","BSC","US","ks",{"v":0.1,"d":"10.00%"},542.08,542.08,{"v":0,"d":"0.00"},{"v":0,"d":"0.0000%"},"I","KAR",90219090]
[443,"XB5.4","X03497","P94008","Elektróda stimulačná a snímacia INGEVITY MRI","MRI kompatibilná, všetky rozmery","BSC","US","ks",{"v":0.1,"d":"10.00%"},{"v":544.5,"d":"544.50"},{"v":544.5,"d":"544.50"},{"v":0,"d":"0.00"},{"v":0,"d":"0.0000%"},"I","KAR",90219090]
[444,"XB5.4","X03216","P82001,P73528,P86522,P80954","IsoFlex, Tendril ST, Tendril STS, Optisense","elektróda stimulačná, fixácia pasívna (IsoFlex), aktívna (Tendril, Optisense), rovné aj v tvare J, IS-1, všetky dĺžky","SJM","US","ks",{"v":0.1,"d":"10.00%"},{"v":544.5,"d":"544.50"},{"v":544.5,"d":"544.50"},{"v":0,"d":"0.00"},{"v":0,"d":"0.0000%"},"I","KAR",90219090]
[445,"XB5.4","X00737","P88882","Tendril MRI","elektróda stimulačná,vhodná pre celotelové MRI, fixácia aktívna, IS-1,rôzne dĺžky","SJM","US","ks",{"v":0.1,"d":"10.00%"},547.38,547.38,{"v":0,"d":"0.00"},{"v":0,"d":"0.0000%"},"I","KAR",90219090]
[446,"XB5.4","X00745","P87370,P85880","Solia S 45, Solia S 53, Safio S 53 (MRI), Solia JT 45, Solia JT 53 (MRI)","Elektródy pre trvalú predsieňovú stimuláciu, MRI kompatibilné","XBT-DE","DE","ks",{"v":0.1,"d":"10.00%"},550.07,550.07,{"v":0,"d":"0.00"},{"v":0,"d":"0.0000%"},"I","KAR",90215000]
[447,{"$nulls":3},"XB5.4.1 Elektróda  pre trvalú pravokomorovú alebo predsieňovú stimuláciu so senzorom",{"$nulls":10},{"v":1004.54,"d":"1,004.540000"},"ks"]
[448,"XB5.4.1","X00777","P81944","Elektróda implantovateľná SonRtip PS55D","Priemer: 8.7F, Dĺžka 52cm","MFM","IT","ks",{"v":0.1,"d":"10.00%"},{"v":1004.54,"d":"1,004.54"},{"v":1004.54,"d":"1,004.54"},{"v":0,"d":"0.00"},{"v":0,"d":"0.0000%"},"I","KAR",90215000]
[449,{"$nulls":3},"XB5.5 Elektróda dvojdutinová",{"$nulls":10},{"v":561.44,"d":"561.440000"},"ks"]
[450,"XB5.5","X01729","P88295","Elektróda pre trvalú VDD stimuláciu","PHYMOS 4","MCO-IT","IT","ks",{"v":0.1,"d":"10.00%"},{"v":508.2,"d":"508.20"},{"v":508.2,"d":"508.20"},{"v":0,"d":"0.00"},{"v":0,"d":"0.0000%"},"I","KAR",90219090]
[451,"XB5.5","X03398","P93564","Elektróda Capsure VDD 2","VDD elektóda Dual Quadripolar IS-1 BI, rovná, 8.0Fr, silikónová, AV vzdialenosť - všetky rozmery","MDC","US","ks",{"v":0.1,"d":"10.00%"},510.62,510.62,{"v":0,"d":"0.00"},{"v":0,"d":"0.0000%"},"I","KAR",90215000]
[452,"XB5.5","X00747","P40817","Elektróda dvojdutinová","Solox","XBT-DE","DE","ks",{"v":0.1,"d":"10.00%"},525.99,525.99,{"v":0,"d":"0.00"},{"v":0,"d":"0.0000%"},"I","KAR",90215000]
[453,{"$nulls":3},"XB5.6.1 Epikardiálna elektróda pre trvalú  kardiostimuláciu",{"$nulls":10},{"v":485.21,"d":"485.210000"},"ks"]
[454,"XB5.6.1","X00749","P22925","Elektróda ku kardiostimulátoru / defibrilátoru","Elektróda epikardiálna CapSure Epicardial, Screw-In, rôzne modely a veľkosti","MDC","US","ks",{"v":0.1,"d":"10.00%"},485.21,485.21,{"v":0,"d":"0.00"},{"v":0,"d":"0.0000%"},"I","KAR",90219090]
[455,{"$nulls":3},"XB5.6.2 Epikardiálna elektróda na dočasnú kardiostimuláciu",{"$nulls":10},{"v":150.48,"d":"150.480000"}]
[456,"XB5.6.2","X04306","P93711","Elektróda epikardiálna Myopace","rôzne typy a veľkosti","FIA","IT","ks",{"v":0.2,"d":"20.00%"},{"v":75,"d":"75.00"},{"v":75,"d":"75.00"},{"v":0,"d":"0.00"},{"v":0,"d":"0.0000%"},"I","KCH",90189084]
[457,"XB5.6.2","X03150","P92849,P92850","Epikardiálna elektróda na dočasnú kardiostimuláciu KIMAL","všetky veľkosti","KML","GB","ks",{"v":0.2,"d":"20.00%"},{"v":145.2,"d":"145.20"},{"v":145.2,"d":"145.20"},{"v":0,"d":"0.00"},{"v":0,"d":"0.0000%"},"I","KCH",90183900]
[458,"XB5.6.2","X02451","P41332","Dočasná epikardiálna stimulačná elektróda TME","Priemer 0,3 mm a 0,45 mm, dĺžka 60 a 220 cm","DRK","DE","ks",{"v":0.2,"d":"20.00%"},150.48,150.48,{"v":0,"d":"0.00"},{"v":0,"d":"0.0000%"},"I","KCH",90189084]
[459,{"$nulls":3},"XB5.7 Adaptér ku kardiostimulačnej elektróde",{"$nulls":10},{"v":170.01,"d":"170.010000"},"ks"]
[460,"XB5.7","X00751","P31988","A1-N","Adaptér ku kardiostimulačnej elektróde","XBT-DE","DE","ks",{"v":0.1,"d":"10.00%"},128.99,128.99,{"v":0,"d":"0.00"},{"v":0,"d":"0.0000%"},"I","KAR",90215000]
[461,{"$nulls":3},"XB5.9 Elektróda endovazálna defibrilačná / stimulačná pre ICD jednocievková",{"$nulls":10},{"v":4076.49,"d":"4,076.490000"},"ks"]
[462,"XB5.9","X00753","P22925","SPRINT QUATTRO SECURE S","Tripolárna pravokomorová defibrilačná elektróda s aktívnou fixáciou, uvoľňujúca steroidy, jednocievková; DF-1 & DF-4 konektor; dĺžka: 40-110 cm","MDC","US","ks",{"v":0.1,"d":"10.00%"},{"v":1700.64,"d":"1,700.64"},{"v":1700.64,"d":"1,700.64"},{"v":0,"d":"0.00"},{"v":0,"d":"0.0000%"},"I","KAR",90219090]
[463,"XB5.9","X01468","P89838","Reliance 4-FRONT","0692-59cm, 0693-64cm,0657-70cm - všetky GORE povrch","BSC","US","ks",{"v":0.1,"d":"10.00%"},{"v":2420,"d":"2,420.00"},{"v":2420,"d":"2,420.00"},{"v":0,"d":"0.00"},{"v":0,"d":"0.0000%"},"I","KAR",90219090]
[464,"XB5.9","X00752","P80957,P92736","Durata, Optisure","elektróda defibrilačná jednocievková, bipolárna, steroidy uvoľnujúca, s aktívnou alebo pasívnou fixáciou, DF-1, DF-4, všetky dĺžky","SJM","US","ks",{"v":0.1,"d":"10.00%"},{"v":2509.94,"d":"2,509.94"},{"v":2509.94,"d":"2,509.94"},{"v":0,"d":"0.00"},{"v":0,"d":"0.0000%"},"I","KAR",90219090]
[465,"XB5.9","X00756","P84332,P72523","Linox smart ProMRI S DX, Linox smart ProMRI S","Defibrilačné elektródy jednocievkové, MRI kompatibilné","XBT-DE","DE","ks",{"v":0.1,"d":"10.00%"},{"v":2949.98,"d":"2,949.98"},{"v":2949.98,"d":"2,949.98"},{"v":0,"d":"0.00"},{"v":0,"d":"0.0000%"},"I","KAR",90215000]
[466,"XB5.9","X03689","P94742","Defibrilačná elektróda jednocievková Protego DF-1 ProMRI S","Protego DF-1 ProMRI S 65, Protego DF-1 ProMRI S 75","XBT-DE","DE","ks",{"v":0.1,"d":"10.00%"},{"v":3135.47,"d":"3,135.47"},{"v":3135.47,"d":"3,135.47"},{"v":0,"d":"0.00"},{"v":0,"d":"0.0000%"},"I","KAR",90215000]
[467,"XB5.9","X04104","P96303,P99556","Plexa ProMRI S","Defibrilačná elektróda jednocievková MRI kompatibilná Modely: Plexa Pro MRI S 65; Plexa Pro MRI S 75; Plexa Pro MRI DF1 S 65; Plexa Pro MRI DF1 S 75; Plexa ProMRI DF-1 S DX 65/15, Plexa ProMRI DF-1 S DX 65/17, Plexa Pro MRI S DX 65/15 a Plexa Pro MRI S DX 65/17","XBT-DE","DE","ks",{"v":0.1,"d":"10.00%"},{"v":3300.03,"d":"3,300.03"},{"v":3300.03,"d":"3,300.03"},{"v":0,"d":"0.00"},{"v":0,"d":"0.0000%"},"I","KAR",90215000]
[468,"XB5.9","X02586","P92557","Protego ProMRI S","Defibrilačná elektróda jednocievková, MRI kompatibilná, Modely: Protego ProMRI S 60, Protego ProMRI S 65, Protego ProMRI S 75,Protego DF-1 ProMRI S DX 65/15 ,Protego DF-1 ProMRI S DX 65/17","XBT-DE","DE","ks",{"v":0.1,"d":"10.00%"},{"v":3300.03,"d":"3,300.03"},{"v":3300.03,"d":"3,300.03"},{"v":0,"d":"0.00"},{"v":0,"d":"0.0000%"},"I","KAR",90215000]
[469,"XB5.9","X00754","P84953,P81056","ELEKTRÓDA DEFIBRILAČNÁ JEDNOCIEVKOVÁ ENDOTAK RELIANCE","0180 - dĺžka: 59cm0181 - dĺžka: 64cm0182 - dĺžka: 70cm0170 - dĺžka: 59cm0171 - dĺžka: 64cm0292 - dĺžka: 59cm GORE0293 - dĺžka: 64cm GORE0282 - dĺžka: 59cm GORE0283 - dĺžka: 64cm GORE","BSC","US","ks",{"v":0.1,"d":"10.00%"},{"v":4076.49,"d":"4,076.49"},{"v":4076.49,"d":"4,076.49"},{"v":0,"d":"0.00"},{"v":0,"d":"0.0000%"},"I","KAR",90219090]
[470,{"$nulls":3},"XB5.10 Elektróda endovazálna defibirlačná / stimulačná  pre ICD dvojcievková",{"$nulls":10},{"v":4076.49,"d":"4,076.490000"},"ks"]
[471,"XB5.10","X02699","P92051","Elektróda defibrilačná ND X1 02 a ND X4 02","endovazálna pre ICD dvojcievková","NAY","CH","ks",{"v":0.1,"d":"10.00%"},{"v":2118,"d":"2,118.00"},{"v":2118,"d":"2,118.00"},{"v":0,"d":"0.00"},{"v":0,"d":"0.0000%"},"I","KAR",90219090]
[472,"XB5.10","X00758","P87667","SPRINT QUATTRO SECURE","Kvadrupolárna pravokomorová defibrilačná elektróda, uvoľňujúca steroid, dvojcievková s aktívnou fixáciou; DF1 & DF4 konektor; dĺžka: 45-110cm","MDC","US","ks",{"v":0.1,"d":"10.00%"},{"v":2139.28,"d":"2,139.28"},{"v":2139.28,"d":"2,139.28"},{"v":0,"d":"0.00"},{"v":0,"d":"0.0000%"},"I","KAR",90219090]
[473,"XB5.10","X00760","P84332","Defibrilačná elektróda dvojcievková","Linox smart SD, Linox smart TD","XBT-DE","DE","ks",{"v":0.1,"d":"10.00%"},{"v":2203.05,"d":"2,203.05"},{"v":2203.05,"d":"2,203.05"},{"v":0,"d":"0.00"},{"v":0,"d":"0.0000%"},"I","KAR",90215000]
[474,"XB5.10","X00757","P80957,P92736","Durata, Optisure","elektróda defibrilačná dvojcievková, bipolárna, steroidy uvoľnujúca, s aktívnou alebo pasívnou fixáciou, DF-1, DF-4, všetky dĺžky","SJM","US","ks",{"v":0.1,"d":"10.00%"},{"v":2509.94,"d":"2,509.94"},{"v":2509.94,"d":"2,509.94"},{"v":0,"d":"0.00"},{"v":0,"d":"0.0000%"},"I","KAR",90219090]
[475,"XB5.10","X01467","P89838","Reliance 4-FRONT","0695-59cm, 0696-64cm,0658-70cm - všetky GORE povrch","BSC","US","ks",{"v":0.1,"d":"10.00%"},{"v":2601.5,"d":"2,601.50"},{"v":2601.5,"d":"2,601.50"},{"v":0,"d":"0.00"},{"v":0,"d":"0.0000%"},"I","KAR",90219090]
[476,"XB5.10","X03688","P94742","Defibrilačná elektróda dvojcievková Protego  ProMRI","Protego DF-1 ProMRI SD 65/16, Protego DF-1 ProMRI SD 65/18 Protego DF-1 ProMRI SD 75/18, Protego ProMRI SD 65/16, Protego  ProMRI SD 65/18, Protego  ProMRI SD 75/18","XBT-DE","DE","ks",{"v":0.1,"d":"10.00%"},{"v":3135.47,"d":"3,135.47"},{"v":3135.47,"d":"3,135.47"},{"v":0,"d":"0.00"},{"v":0,"d":"0.0000%"},"I","KAR",90215000]
[477,"XB5.10","X01597","P90879","Linox smart Pro MRI DF4 SD","Defibrilačná elektróda dvojcievková, MRI kompatibilná, DF-1, všetky dĺžky","XBT-DE","DE","ks",{"v":0.1,"d":"10.00%"},{"v":3300.03,"d":"3,300.03"},{"v":3300.03,"d":"3,300.03"},{"v":0,"d":"0.00"},{"v":0,"d":"0.0000%"},"I","KAR",90215000]
[478,"XB5.10","X00761","P72523","Linox smart Pro MRI SD","Defibrilačná elektróda dvojcievková, MRI kompatibilná, DF-4, všetky dĺžky","XBT-DE","DE","ks",{"v":0.1,"d":"10.00%"},{"v":3300.03,"d":"3,300.03"},{"v":3300.03,"d":"3,300.03"},{"v":0,"d":"0.00"},{"v":0,"d":"0.0000%"},"I","KAR",90215000]
[479,"XB5.10","X04105","P96303","Plexa ProMRI SD","Defibrilačná elektróda dvojcievková MRI kompatibilná Modely: Plexa Pro MRI SD 65/16; Plexa Pro MRI  SD 65/18; Plexa Pro MRI SD 75/18, Plexa Pro MRI DF1 SD 65/16; Plexa Pro MRI DF1 SD 65/18; Plexa Pro MRI DF1 SD 75/18","XBT-DE","DE","ks",{"v":0.1,"d":"10.00%"},{"v":3300.03,"d":"3,300.03"},{"v":3300.03,"d":"3,300.03"},{"v":0,"d":"0.00"},{"v":0,"d":"0.0000%"},"I","KAR",90215000]
[480,"XB5.10","X00759","P84953,P81056","ELEKTRÓDA DEFIBRILAČNÁ DVOJCIEVKOVÁ ENDOTAK RELIANCE","0184 - dĺžka: 59cm0185 - dĺžka: 64cm0186 - dĺžka: 70cm0187 - dĺžka: 90cm 0174 - dĺžka: 59cm0175 - dĺžka: 64cm0176 - dĺžka: 70cm0177 - dĺžka: 90cm0275 - dĺžka: 59cm0276 - dĺžka: 64cm0295 - dĺžka: 59cm GORE0296 - dĺžka: 64cm GORE 0265 - dĺžka: 59cm0266 - dĺžka: 64cm0285 - dĺžka: 59cm GORE0286 - dĺžka: 64cm GORE","BSC","US","ks",{"v":0.1,"d":"10.00%"},{"v":4076.49,"d":"4,076.49"},{"v":4076.49,"d":"4,076.49"},{"v":0,"d":"0.00"},{"v":0,"d":"0.0000%"},"I","KAR",90219090]
[481,{"$nulls":3},"XB5.11 Lokalizačná povrchová elektróda pre elektropozičné mapovanie srdca",{"$nulls":10},{"v":122.63,"d":"122.630000"},"set"]
[482,"XB5.11","X01583","P78209","Navigačný systém Medtronic - príslušenstvo","Set lokalizačných povrchových elektród pre elektropozičné mapovanie srdca","MDC","US","set",{"v":0.2,"d":"20.00%"},122.63,122.63,{"v":0,"d":"0.00"},{"v":0,"d":"0.0000%"},"I","KAR",90183900]
[483,{"$nulls":3},"XB5.12 Lokalizačná povrchová elektróda pre elektroanatomické mapovanie srdca",{"$nulls":10},{"v":1254,"d":"1,254.000000"},"set"]
[484,"XB5.12","X00763","P86543,P88328","Podložka referenčná k systému CARTO®","externá","BIOSENSE","US","set",{"v":0.2,"d":"20.00%"},870.83,870.83,{"v":0,"d":"0.00"},{"v":0,"d":"0.0000%"},"I","KAR",90183900]
[485,"XB5.12","X04189","P96350","Súprava lokalizačných povrchových elektród EnSite Precision/Ensite X EP","pre elektroanatomické mapovanie srdca","SJM","CR","set",{"v":0.2,"d":"20.00%"},{"v":1056,"d":"1,056.00"},{"v":1056,"d":"1,056.00"},{"v":0,"d":"0.00"},{"v":0,"d":"0.0000%"},"I","KAR",90183900]
[486,"XB5.12","X04679","P98026","EPPerfect Patch 3D Navigation","Set lokalizačných povrchových elektród","EPM","DE","ks",{"v":0.2,"d":"20.00%"},{"v":1125.96,"d":"1,125.96"},{"v":1125.96,"d":"1,125.96"},{"v":0,"d":"0.00"},{"v":0,"d":"0.0000%"},"I","KAR",90215000]
[487,"XB5.12","X00762","P79623","Set lokalizačných povrchových elektród","pre elektroanatomické mapovanie srdca","SJM","US","set",{"v":0.2,"d":"20.00%"},{"v":1129,"d":"1,129.00"},{"v":1129,"d":"1,129.00"},{"v":0,"d":"0.00"},{"v":0,"d":"0.0000%"},"I","KAR",90183900]
[488,{"$nulls":3},"XB6 Chlopne, záplaty"]
[489,{"$nulls":3},"XB6.1 Mechanická chlopňová protéza",{"$nulls":10},{"v":1852.44,"d":"1,852.440000"},"ks"]
[490,"XB6.1","X02089","P65231,P65232,P65233,P75859,P85072,P85073,P90969,P90970","ON-X mechanická srdcová chlopňa","Mechanické chlopňové protézy mitrálne a aortálne, vo veľkostiach pri aortálnom type 19, 21, 23, 25, 27-29, pri mitrálnom type 23, 25, 27-29, 31-33 v prevedeniach s klasickým typom našívacieho prstenca, s typom prstenca Conform-X vo veľkostiach pre aortálny typ 19, 21, 23, 25, 27-29, pre mitrálny typ 25-33 a s typom našívacieho anatomického prstenca vo veľkostiach pre aortálny typ 19, 21, 23, 25, 27/29. Modely ON-XA, ON-XM, ON-XAC, ON-XMC, ON-XAE, ON-XACE, ON-XAN, ONX-ANE","ONX","US","ks",{"v":0.1,"d":"10.00%"},{"v":1619.95,"d":"1,619.95"},{"v":1619.95,"d":"1,619.95"},{"v":0,"d":"0.00"},{"v":0,"d":"0.0000%"},"I","KCH",90213990]
[491,"XB6.1","X00779","P59664,P53959","Regent, Masters, Masters HP","veľkosti: Regent (17-29mm), Masters a Masters HP (15-37mm)","SJM","US","ks",{"v":0.1,"d":"10.00%"},{"v":1645.6,"d":"1,645.60"},{"v":1645.6,"d":"1,645.60"},{"v":0,"d":"0.00"},{"v":0,"d":"0.0000%"},"I","KCH",90213990]
[492,"XB6.1","X00786","P67925","Advanced performance Bileaflet Mechanical Mitral Valve","16, 18, 20, 22, 24, 26, 28 mm","MDC","US","ks",{"v":0.1,"d":"10.00%"},{"v":1699.99,"d":"1,699.99"},{"v":1699.99,"d":"1,699.99"},{"v":0,"d":"0.00"},{"v":0,"d":"0.0000%"},"I","KCH",90213990]
[493,"XB6.1","X00784","P81064","AP Advanced performance (APEX) Bileaflet Mechanical Mitral Valve","Veľkosti: 16, 18, 20, 22, 24, 26, 28 mm","MDC","US","ks",{"v":0.1,"d":"10.00%"},{"v":1699.99,"d":"1,699.99"},{"v":1699.99,"d":"1,699.99"},{"v":0,"d":"0.00"},{"v":0,"d":"0.0000%"},"I","KCH",90213990]
[494,"XB6.1","X00783","P81065","Open Pivot AP360 HV Aortic","Veľkosti: 16, 18, 20, 22, 24, 26, 28 mm","MDC","US","ks",{"v":0.1,"d":"10.00%"},{"v":1699.99,"d":"1,699.99"},{"v":1699.99,"d":"1,699.99"},{"v":0,"d":"0.00"},{"v":0,"d":"0.0000%"},"I","KCH",90213990]
[495,"XB6.1","X00781","P81066","Open Pivot AP360 HV Mitral","Veľkosti: 16, 18, 20, 22, 24, 26, 28 mm","MDC","US","ks",{"v":0.1,"d":"10.00%"},{"v":1699.99,"d":"1,699.99"},{"v":1699.99,"d":"1,699.99"},{"v":0,"d":"0.00"},{"v":0,"d":"0.0000%"},"I","KCH",90213990]
[496,"XB6.1","X00782","P67927","Open Pivot Bileaflet Mechanical Aortic Standard, flexi cuff Valve","Veľkosti: 19, 21, 23, 25, 27, 29, 31, 33 mm","MDC","US","ks",{"v":0.1,"d":"10.00%"},{"v":1699.99,"d":"1,699.99"},{"v":1699.99,"d":"1,699.99"},{"v":0,"d":"0.00"},{"v":0,"d":"0.0000%"},"I","KCH",90213990]
[497,"XB6.1","X00780","P67926","Open Pivot Bileaflet Mechanical Mitral Valve Standard","Veľkosti: 19, 21, 23, 25, 27, 29, 31, 33 mm","MDC","US","ks",{"v":0.1,"d":"10.00%"},{"v":1699.99,"d":"1,699.99"},{"v":1699.99,"d":"1,699.99"},{"v":0,"d":"0.00"},{"v":0,"d":"0.0000%"},"I","KCH",90213990]
[498,"XB6.1","X00791","P75878","Chlopna srdcová mech.  BICARBON FITLINE M","s príslušenstvom, mitrálny model, všetky veľkosti výrobcu","SBI","IT","ks",{"v":0.1,"d":"10.00%"},{"v":1852.44,"d":"1,852.44"},{"v":1852.44,"d":"1,852.44"},{"v":0,"d":"0.00"},{"v":0,"d":"0.0000%"},"I","KCH",90213990]
[499,"XB6.1","X01451","P75876","Chlopňa srdcová mech. BICARBON OVERLINE","s príslušenstvom, aortálny model, veľkosti: 16 až 24","SBI","IT","ks",{"v":0.1,"d":"10.00%"},{"v":1852.44,"d":"1,852.44"},{"v":1852.44,"d":"1,852.44"},{"v":0,"d":"0.00"},{"v":0,"d":"0.0000%"},"I","KCH",90213990]
[500,"XB6.1","X00792","P70226","Chlopna srdcová mechanická Bicarbon Slimline","s príslušenstvom, aortálny model, velkosti: 19-27","SBI","IT","ks",{"v":0.1,"d":"10.00%"},{"v":1852.44,"d":"1,852.44"},{"v":1852.44,"d":"1,852.44"},{"v":0,"d":"0.00"},{"v":0,"d":"0.0000%"},"I","KCH",90213990]
[501,{"$nulls":3},"XB6.2 Biologická chlopňová protéza stentovaná",{"$nulls":10},{"v":2833.55,"d":"2,833.550000"},"ks"]
[502,"XB6.2","X00795","P70040","Epic, Epic Supra","veľkosti: Epic (21-33mm), Epic Supra (19-29mm)","SJM","US","ks",{"v":0.1,"d":"10.00%"},{"v":1744.29,"d":"1,744.29"},{"v":1744.29,"d":"1,744.29"},{"v":0,"d":"0.00"},{"v":0,"d":"0.0000%"},"I","KCH",90213990]
[503,"XB6.2","X00807","P71969","Chlopna srdcová biol. SORIN PERICARBON MORE","biologická chlopnová protéza s príslušenstvom, velkosti: 25 až 33","SBI","IT","ks",{"v":0.1,"d":"10.00%"},{"v":1852.13,"d":"1,852.13"},{"v":1852.13,"d":"1,852.13"},{"v":0,"d":"0.00"},{"v":0,"d":"0.0000%"},"I","KCH",90213990]
[504,"XB6.2","X00806","P71774","Chlopna aortálna pericardiálna stentovaná MITROFLOW","biologická chlopnová protéza, velkosti: 19 - 29","SBI","IT","ks",{"v":0.1,"d":"10.00%"},{"v":2350.76,"d":"2,350.76"},{"v":2350.76,"d":"2,350.76"},{"v":0,"d":"0.00"},{"v":0,"d":"0.0000%"},"I","KCH",90213990]
[505,"XB6.2","X01409","P69953,P85902,P85903,P85904,P85905,P86454,P86455,P86456","chlopne Carpentier-Edwards Perimount","19-29mm, resp. 25-33mm MAGNA, MAGNA EASE, PLUS","EDW","US","ks",{"v":0.1,"d":"10.00%"},{"v":2416.01,"d":"2,416.01"},{"v":2416.01,"d":"2,416.01"},{"v":0,"d":"0.00"},{"v":0,"d":"0.0000%"},"I","KCH",90213990]
[506,"XB6.2","X03822","P94408","Chlopňa srdcová aortálna perikardiálna Crown PRT","rôzne veľkosti","SBI","CA","ks",{"v":0.1,"d":"10.00%"},{"v":2490.18,"d":"2,490.18"},{"v":2490.18,"d":"2,490.18"},{"v":0,"d":"0.00"},{"v":0,"d":"0.0000%"},"I","KCH",90213990]
[507,"XB6.2","X00796","P79732","Mosaic, Mosaic ULTRA","rôzne typy a veľkosti","MDC","US","ks",{"v":0.1,"d":"10.00%"},{"v":2499.99,"d":"2,499.99"},{"v":2499.99,"d":"2,499.99"},{"v":0,"d":"0.00"},{"v":0,"d":"0.0000%"},"I","KCH",90213990]
[508,"XB6.2","X04844","P97978","Bioprotéza Avalus","model 400; náhrada srdcovej chlopne","MDC","US","ks",{"v":0.1,"d":"10.00%"},{"v":2549.35,"d":"2,549.35"},{"v":2549.35,"d":"2,549.35"},{"v":0,"d":"0.00"},{"v":0,"d":"0.0000%"},"I","KCH",90213990]
[509,"XB6.2","X00794","P86600","Trifecta","veľkosti: Trifecta (19-29mm)","SJM","US","ks",{"v":0.1,"d":"10.00%"},{"v":2549.47,"d":"2,549.47"},{"v":2549.47,"d":"2,549.47"},{"v":0,"d":"0.00"},{"v":0,"d":"0.0000%"},"I","KCH",90213990]
[510,{"$nulls":3},"XB6.3 Biologická chlopňová protéza nestentovaná",{"$nulls":10},{"v":2499.99,"d":"2,499.990000"},"ks"]
[511,"XB6.3","X00798","P79732","Freestyle - Bioprotéza do aortálneho koreňa","Veľkosť: 19 az 29 mm","MDC","US","ks",{"v":0.1,"d":"10.00%"},{"v":2499.99,"d":"2,499.99"},{"v":2499.99,"d":"2,499.99"},{"v":0,"d":"0.00"},{"v":0,"d":"0.0000%"},"I","KCH",90213990]
[512,"XB6.3","X00802","P74389","ATS 3f model 1000 Bioprotéza","rôzne veľkosti 19-29 mm","MDC","US","ks",{"v":0.1,"d":"10.00%"},{"v":2737.02,"d":"2,737.02"},{"v":2499.99,"d":"2,499.99"},237.03,{"v":0.086601,"d":"8.6601%"},"S","KCH",90213990]
[513,{"$nulls":3},"XB6.4 Chlopňový homograft",{"$nulls":10},{"v":2429.2,"d":"2,429.200000"},"ks"]
[514,"XB6.4","X00799","P79732","CONTEGRA","Unsupported size 12, 14, 16, 18, 22","MDC","US","ks",{"v":0.1,"d":"10.00%"},{"v":2429.2,"d":"2,429.20"},{"v":2429.2,"d":"2,429.20"},{"v":0,"d":"0.00"},{"v":0,"d":"0.0000%"},"I","KCH",90213990]
[515,{"$nulls":3},"XB6.5 Kompozitný graft s biologickou chlopňovou protézou",{"$nulls":10},{"v":4489.1,"d":"4,489.100000"},"ks"]
[516,"XB6.5","X03236","P91630","Protéza ascendentnej aorty Mitroflow Valsalva Conduit","MVC026, MVC028, MVC030, MVC032","SBI","IT","ks",{"v":0.1,"d":"10.00%"},{"v":2783,"d":"2,783.00"},{"v":2783,"d":"2,783.00"},{"v":0,"d":"0.00"},{"v":0,"d":"0.0000%"},"I","KCH",90213990]
[517,"XB6.5","X02391","P78125","Biovalsalva","kompozitná protéza pre náhradu aortálnej chlopne a koreňa aorty, rozmery  chlopne 21-27 mm","VSG","GB","ks",{"v":0.1,"d":"10.00%"},{"v":4489.1,"d":"4,489.10"},{"v":4489.1,"d":"4,489.10"},{"v":0,"d":"0.00"},{"v":0,"d":"0.0000%"},"I","KCH",90213990]
[518,{"$nulls":3},"XB6.6 Kompozitný graft s mechanickou chlopňovou protézou",{"$nulls":10},{"v":3993,"d":"3,993.000000"},"ks"]
[519,"XB6.6","X00803","P60711","Masters, Masters HP","veľkosti: Masters, Masters HP (19-33mm)","SJM","US","ks",{"v":0.1,"d":"10.00%"},{"v":2250.02,"d":"2,250.02"},{"v":2250.02,"d":"2,250.02"},{"v":0,"d":"0.00"},{"v":0,"d":"0.0000%"},"I","KCH",90213990]
[520,"XB6.6","X02115","P90077","ONXAAP kompozitný graft s mechanickou chlopňovou protézou","On-X Ascendentná aortálna protéza s Vascutek Gelweave Valsalva™ graftom veľkosti 19, 21, 23, 25 a 27/29 mm","ONX","US","ks",{"v":0.1,"d":"10.00%"},{"v":2504.7,"d":"2,504.70"},{"v":2504.7,"d":"2,504.70"},{"v":0,"d":"0.00"},{"v":0,"d":"0.0000%"},"I","KCH",90213990]
[521,"XB6.6","X00804","P67928","ATS Open Pivot Aortic Valved Graft (AVG)","Veľkosti: 21, 23, 25, 27, 29 mm","ATS","US","ks",{"v":0.1,"d":"10.00%"},{"v":3993,"d":"3,993.00"},{"v":3993,"d":"3,993.00"},{"v":0,"d":"0.00"},{"v":0,"d":"0.0000%"},"I","KCH",90213990]
[522,{"$nulls":3},"XB6.7 Anuloplastický chlopňový ring aortálny (rigidný, semirigidný, flexibilný)",{"$nulls":10},{"v":2178,"d":"2,178.000000"},"ks"]
[523,"XB6.7","X01466","P87367","Krúžok (ring) aortický anuloplastický - implantát","rôzne priemery","CORONEO","CA","ks",{"v":0.1,"d":"10.00%"},{"v":2178,"d":"2,178.00"},{"v":2178,"d":"2,178.00"},{"v":0,"d":"0.00"},{"v":0,"d":"0.0000%"},"I","KCH",90213990]
[524,{"$nulls":3},"XB6.8 Anuloplastický chlopňový ring mitrálny (rigidný, semirigidný, flexibilný)",{"$nulls":10},{"v":976,"d":"976.000000"},"ks"]
[525,"XB6.8","X00858","P78712,P60712,P84991","Séguin, Tailor, Tailor band","veľkosti: Séguin (24-40mm), Tailor (25-35mm), Tailor band (25-35mm)","SJM","US","ks",{"v":0.1,"d":"10.00%"},697.42,697.42,{"v":0,"d":"0.00"},{"v":0,"d":"0.0000%"},"I","KCH",90213990]
[526,"XB6.8","X00870","P81671,P88234","ringy Carpentier-Edwards Physio, Physio II","24-40 mm Annuloplasty System","EDW","US","ks",{"v":0.1,"d":"10.00%"},{"v":877,"d":"877.00"},{"v":877,"d":"877.00"},{"v":0,"d":"0.00"},{"v":0,"d":"0.0000%"},"I","KCH",90213990]
[527,"XB6.8","X00868","P54127","DURAN ANCORE RINGS","Duran rings size 23, 25, 27, 29, 31, 33, 35","MDC","US","ks",{"v":0.1,"d":"10.00%"},{"v":976,"d":"976.00"},{"v":976,"d":"976.00"},{"v":0,"d":"0.00"},{"v":0,"d":"0.0000%"},"I","KCH",90213990]
[528,"XB6.8","X00865","P54127","DURAN III Ring Mitral and Tricuspid","Veľkosti: 25, 27, 29, 31, 33, 35","MDC","US","ks",{"v":0.1,"d":"10.00%"},{"v":976,"d":"976.00"},{"v":976,"d":"976.00"},{"v":0,"d":"0.00"},{"v":0,"d":"0.0000%"},"I","KCH",90213990]
[529,"XB6.8","X00860","P54127","Ring CG FUTURE 10L","Veľkosti: 24-26-28-30-32-34-36-38mm","MDC","US","ks",{"v":0.1,"d":"10.00%"},{"v":976,"d":"976.00"},{"v":976,"d":"976.00"},{"v":0,"d":"0.00"},{"v":0,"d":"0.0000%"},"I","KCH",90213990]
[530,"XB6.8","X00862","P54127","Ring CG FUTURE 5L","Veľkosti: 24, 26, 28, 30, 32, 34, 36, 38","MDC","US","ks",{"v":0.1,"d":"10.00%"},{"v":976,"d":"976.00"},{"v":976,"d":"976.00"},{"v":0,"d":"0.00"},{"v":0,"d":"0.0000%"},"I","KCH",90213990]
[531,"XB6.8","X03823","P94771","Prstenec anuloplastický Memo 3D ReChord, Memo 4D","na plastiku mitrálnej srdcovej chlopne; rôzne veľkosti","SBI","IT","ks",{"v":0.1,"d":"10.00%"},{"v":1040.6,"d":"1,040.60"},{"v":976,"d":"976.00"},{"v":64.6,"d":"64.60"},{"v":0.06208,"d":"6.2080%"},"S","KCH",90213990]
[532,{"$nulls":3},"XB6.9 Anuloplastický chlopňový ring trikuspidálny (rigidný, semirigidný, flexibilný)",{"$nulls":10},{"v":976,"d":"976.000000"},"ks"]
[533,"XB6.9","X04753","P99136","Krúžok anuloplastický Sovering","Mitral Ring / Mitral Band / Tricuspid Band / Miniband","SBI","IT","ks",{"v":0.1,"d":"10.00%"},{"v":878,"d":"878.00"},{"v":878,"d":"878.00"},{"v":0,"d":"0.00"},{"v":0,"d":"0.0000%"},"I","KCH",90213990]
[534,"XB6.9","X00871","P86711","Contour 3D","rôzne veľkosti","MDC","US","ks",{"v":0.1,"d":"10.00%"},923.23,923.23,{"v":0,"d":"0.00"},{"v":0,"d":"0.0000%"},"I","KCH",90213990]
[535,"XB6.9","X00876","P81675,P81677","ringy Carpentier-Edwards Classic a MC3","26-36 mm Annuloplasty System","EDW","US","ks",{"v":0.1,"d":"10.00%"},{"v":924,"d":"924.00"},{"v":924,"d":"924.00"},{"v":0,"d":"0.00"},{"v":0,"d":"0.0000%"},"I","KCH",90213990]
[536,"XB6.9","X01584","P81670","ringy Carpentier-Edwards Physio-Tricuspid","24-36 mm Annuloplasty System","EDW","US","ks",{"v":0.1,"d":"10.00%"},{"v":924,"d":"924.00"},{"v":924,"d":"924.00"},{"v":0,"d":"0.00"},{"v":0,"d":"0.0000%"},"I","KCH",90213990]
[537,"XB6.9","X02265","P91566","Tri-Ad™ anuloplastický chlopňový ring","rôzne druhy, trikuspidálny","MDC-NL","US","ks",{"v":0.1,"d":"10.00%"},975.87,975.87,{"v":0,"d":"0.00"},{"v":0,"d":"0.0000%"},"I","KCH",90213990]
[538,"XB6.9","X00872","P54127","DURAN III Ring Mitral and Tricuspid","Veľkosti: 25, 27, 29, 31, 33, 35","MDC","US","ks",{"v":0.1,"d":"10.00%"},{"v":976,"d":"976.00"},{"v":976,"d":"976.00"},{"v":0,"d":"0.00"},{"v":0,"d":"0.0000%"},"I","KCH",90213990]
[539,"XB6.9","X00873","P54127","Ring CG FUTURE 10L","Veľkosti: 24, 26, 28, 30, 32, 34, 36, 38","MDC","US","ks",{"v":0.1,"d":"10.00%"},{"v":976,"d":"976.00"},{"v":976,"d":"976.00"},{"v":0,"d":"0.00"},{"v":0,"d":"0.0000%"},"I","KCH",90213990]
[540,"XB6.9","X00874","P54127","Ring CG FUTURE 5L","Veľkosti: 24, 26, 28, 30, 32, 34, 36, 38","MDC","US","ks",{"v":0.1,"d":"10.00%"},{"v":976,"d":"976.00"},{"v":976,"d":"976.00"},{"v":0,"d":"0.00"},{"v":0,"d":"0.0000%"},"I","KCH",90213990]
[541,{"$nulls":3},"XB6.10 Chlopňová protéza s predĺženou durabilitou",{"$nulls":10},{"v":4500,"d":"4,500.000000"},"ks"]
[542,"XB6.10","X05151","P97116","Náhrada srdcovej chlopne biologická INSPIRIS RESILIA Aortic Valve","model 11500A, perikardiálna bioprotéza","EDW","US","ks",{"v":0.1,"d":"10.00%"},{"v":4500,"d":"4,500.00"},{"v":4500,"d":"4,500.00"},{"v":0,"d":"0.00"},{"v":0,"d":"0.0000%"},"I","KCH",90213990]
[543,{"$nulls":3},"XB6.11 Anuloplastický chlopňový ring - geometricky remodelovateľný mitrálny",{"$nulls":10},{"v":1052.7,"d":"1,052.700000"},"ks"]
[544,"XB6.11","X02277","P78880","Prstenec anuloplastický Memo 3D","na plastiku mitrálnej srdcovej chlopne; rôzne veľkosti","SBI","IT","ks",{"v":0.1,"d":"10.00%"},{"v":1052.7,"d":"1,052.70"},{"v":1052.7,"d":"1,052.70"},{"v":0,"d":"0.00"},{"v":0,"d":"0.0000%"},"I","KCH",90213990]
[545,{"$nulls":3},"XB6.13 Intrakardiálny  oklúzor na uzáver defektu predsieňového septa, uška ľavej predsiene a paravalvulárneho leaku",{"$nulls":10},{"v":5273.11,"d":"5,273.110000"},"ks"]
[546,"XB6.13","X04690","P98788,P98789","Intraaortálna oklúzna súprava","Intraaortálna oklúzna pomôcka IntraClude, Súprava arteriálnej kanyly EndoReturn","EDW","US","ks",{"v":0.2,"d":"20.00%"},{"v":2882.14,"d":"2,882.14"},{"v":2882.14,"d":"2,882.14"},{"v":0,"d":"0.00"},{"v":0,"d":"0.0000%"},"I","KAR",90219090]
[547,"XB6.13","X04791","P99026","Oklúzor Ultrasept / Ultrasept PFO","rôzne veľkosti","CAY","US","ks",{"v":0.1,"d":"10.00%"},{"v":3628.79,"d":"3,628.79"},{"v":3628.79,"d":"3,628.79"},{"v":0,"d":"0.00"},{"v":0,"d":"0.0000%"},"I","KAR",90219090]
[548,"XB6.13","X00889","P87865","Systém uzatvárací CeraTM","Cera TM ASD, oklúder s antialergickým pokrytím (Titanium nitride) pre uzavretie jednoduchého alebo viacpočetných (MF) defektov, Cera TM PFO oklúder s antialergickým pokrytím (Titanium nitride) pre uzavretie defektu patent foramen ovale, vrátane zavádzača (Fustar, SteerEase) a balónika AcuMark","LIZ","CN","ks",{"v":0.1,"d":"10.00%"},{"v":3630,"d":"3,630.00"},{"v":3630,"d":"3,630.00"},{"v":0,"d":"0.00"},{"v":0,"d":"0.0000%"},"I","KAR",90183900]
[549,"XB6.13","X00885","P56673","Amplatzer ASD, Amplatzer Cribriform, Amplatzer PFO","okluzory jednoduchých (ASD) alebo viacpočetných (MF) defektov predsieňového septa (4-40mm) a Patent Foramen Ovale (18-35mm)","ABT","US","ks",{"v":0.1,"d":"10.00%"},{"v":3700,"d":"3,700.00"},{"v":3700,"d":"3,700.00"},{"v":0,"d":"0.00"},{"v":0,"d":"0.0000%"},"I","KAR",90219090]
[550,"XB6.13","X05282","P2065A","Oklúzor Cocoon Septal ASD / PFO","rôzne rozmery","VAV","TH","ks",{"v":0.1,"d":"10.00%"},{"v":4173.9,"d":"4,173.90"},{"v":4173.9,"d":"4,173.90"},{"v":0,"d":"0.00"},{"v":0,"d":"0.0000%"},"I","KAR",90219090]
[551,"XB6.13","X05086","P92116","Systém oklúzny MemoPart","modely ASD, PFO; rôzne veľkosti","SGY","CN","ks",{"v":0.1,"d":"10.00%"},{"v":4452.8,"d":"4,452.80"},{"v":4452.8,"d":"4,452.80"},{"v":0,"d":"0.00"},{"v":0,"d":"0.0000%"},"I","KAR",90219000]
[552,"XB6.13","X00883","P89056,P89057,P89108,P89109","Okluzor Figulla® Flex II ASD, Okluzor Figulla Flex II PFO, Okluzor Figulla Flex II UNI, Okluzor Figulla Flex UNI","rôzne typy","OCT-DE","DE","ks",{"v":0.1,"d":"10.00%"},{"v":4464.9,"d":"4,464.90"},{"v":4464.9,"d":"4,464.90"},{"v":0,"d":"0.00"},{"v":0,"d":"0.0000%"},"I","KAR",90219090]
[553,"XB6.13","X03516","P93697","Okluzor Occlutech PLD","rôzne typy","OCE","TR","ks",{"v":0.1,"d":"10.00%"},{"v":4464.9,"d":"4,464.90"},{"v":4464.9,"d":"4,464.90"},{"v":0,"d":"0.00"},{"v":0,"d":"0.0000%"},"I","KAR",90219090]
[554,"XB6.13","X05087","P0651A","Systém uzatvárací LAmbre","LAA, oklúzor so zavádzacím systémom; rôzne typy a rozmery","LIZ","CN","ks",{"v":0.1,"d":"10.00%"},{"v":4477,"d":"4,477.00"},{"v":4477,"d":"4,477.00"},{"v":0,"d":"0.00"},{"v":0,"d":"0.0000%"},"I","KAR",90219000]
[555,"XB6.13","X00884","P89037","Amplatzer Cardiac Plug, Amplatzer Amulet","okluzor uška ľavej predsiene (16-34mm)","ABT","US","ks",{"v":0.1,"d":"10.00%"},{"v":4500,"d":"4,500.00"},{"v":4500,"d":"4,500.00"},{"v":0,"d":"0.00"},{"v":0,"d":"0.0000%"},"I","KAR",90219090]
[556,"XB6.13","X01475","P90339,P69677","Systém oklúzny Nit-Occlud","ASD-R, PFO","PFM","DE","ks",{"v":0.1,"d":"10.00%"},{"v":4658.5,"d":"4,658.50"},{"v":4658.5,"d":"4,658.50"},{"v":0,"d":"0.00"},{"v":0,"d":"0.0000%"},"I","KAR",90219090]
[557,"XB6.13","X02354","P86092","Uzáver kardiologický WATCHMAN, technológia uzáveru LAA",null,"BSC-US","US","ks",{"v":0.1,"d":"10.00%"},{"v":5169.12,"d":"5,169.12"},{"v":5169.12,"d":"5,169.12"},{"v":0,"d":"0.00"},{"v":0,"d":"0.0000%"},"I","KAR",90219090]
[558,{"$nulls":3},"XB6.13.1 Príslušenstvo ku intrakardiálnemu oklúzoru na uzáver defektu predsieňového septa, uška ľavej predsiene a paravalvulárneho leaku",{"$nulls":10},{"v":613.8,"d":"613.800000"},"ks"]
[559,"XB6.13.1","X00887","P80301","Vodič Amplatzer","na implantáciu Amplatzerovych okluzorov","ABT","US","ks",{"v":0.2,"d":"20.00%"},78.79,78.79,{"v":0,"d":"0.00"},{"v":0,"d":"0.0000%"},"I","KAR",90183900]
[560,"XB6.13.1","X02219","P87867","AcuMark merací balón - Merací balón pre zmeranie veľkosti defektu","Priemer 24mm a 34mm, dĺžka 40mm","LIZ","CN","ks",{"v":0.2,"d":"20.00%"},306.24,306.24,{"v":0,"d":"0.00"},{"v":0,"d":"0.0000%"},"I","KAR",920190]
[561,"XB6.13.1","X05284","P2067A","Balónik merací Cocoon","meranie veľkosti septálnych defektov","VAV","TH","ks",{"v":0.2,"d":"20.00%"},{"v":316.6,"d":"316.60"},{"v":316.6,"d":"316.60"},{"v":0,"d":"0.00"},{"v":0,"d":"0.0000%"},"I","KAR",80183900]
[562,"XB6.13.1","X00888","P80302","Balónik merací Amplatzer","balónikový katéter na meranie veľkostí septálnych defektov","ABT","US","ks",{"v":0.2,"d":"20.00%"},325.88,325.88,{"v":0,"d":"0.00"},{"v":0,"d":"0.0000%"},"I","KAR",90183900]
[563,"XB6.13.1","X00882","P89060","Balónik merací Occlutech","balónikový katéter","OCT-DE","DE","ks",{"v":0.2,"d":"20.00%"},327.36,327.36,{"v":0,"d":"0.00"},{"v":0,"d":"0.0000%"},"I","KAR",80183900]
[564,"XB6.13.1","X01772","P87866","SteerEase zavádzač - Systém pre implantáciu rôznych typov oklúzorov","SFAXF, SFPXF dĺžky 800mm","LIZ","CN","ks",{"v":0.2,"d":"20.00%"},386.13,386.13,{"v":0,"d":"0.00"},{"v":0,"d":"0.0000%"},"I","KAR",920190]
[565,"XB6.13.1","X01773","P87866","Fustar zavádzač- Systém pre implantáciu rôznych typov olúzorov","SVA 5F až 14F, dĺžky 550, 700, 800 a 900mm","LIZ","CN","ks",{"v":0.2,"d":"20.00%"},439.39,439.39,{"v":0,"d":"0.00"},{"v":0,"d":"0.0000%"},"I","KAR",920190]
[566,"XB6.13.1","X00886","P80303","Amplatzer TorqVue/Amulet/Trevisio","zavádzacie a výmenné systémy (rôzne typy) na implantáciu Amplatzerovych okluzorov (60-195cm, rôzne krivky a priemery)","ABT","US","ks",{"v":0.2,"d":"20.00%"},474.04,474.04,{"v":0,"d":"0.00"},{"v":0,"d":"0.0000%"},"I","KAR",90183900]
[567,"XB6.13.1","X00881","P89059","Súprava zavádzacia Occlutech","na zavedenie okluzora , rôzne typy","OCT-DE","DE","ks",{"v":0.2,"d":"20.00%"},474.55,474.55,{"v":0,"d":"0.00"},{"v":0,"d":"0.0000%"},"I","KAR",90183900]
[568,"XB6.13.1","X03537","P86092","Prístupový systém WATCHMAN","TS-1006 ID - 12F, OD - 14F, 75cm; TS-2006 ID - 12F, OD - 14F, 75cm","BSC","US","ks",{"v":0.2,"d":"20.00%"},611.16,611.16,{"v":0,"d":"0.00"},{"v":0,"d":"0.0000%"},"I","KAR",90183900]
[569,"XB6.13.1","X05283","P2068A","Systém zavádzací Cocoon","na implantáciu oklúzorov Cocoon, rôzne veľkosti","VAV","TH","ks",{"v":0.2,"d":"20.00%"},{"v":613.6,"d":"613.60"},{"v":613.6,"d":"613.60"},{"v":0,"d":"0.00"},{"v":0,"d":"0.0000%"},"I","KAR",90183900]
[570,{"$nulls":3},"XB6.14 Intrakardiálny oklúzor na uzáver ductus arteriosus persistens",{"$nulls":10},{"v":2948.54,"d":"2,948.540000"},"ks"]
[571,"XB6.14","X01476","P69677,P90339","Systém oklúzny Nit-Occlud","PDA/PDA-R","PFM","DE","ks",{"v":0.1,"d":"10.00%"},{"v":2178,"d":"2,178.00"},{"v":2178,"d":"2,178.00"},{"v":0,"d":"0.00"},{"v":0,"d":"0.0000%"},"I","KAR",90219090]
[572,"XB6.14","X00892","P56673","Amplatzer PDA","rôzne typy, dĺžky 2-12mm","ABT","US","ks",{"v":0.1,"d":"10.00%"},{"v":2600,"d":"2,600.00"},{"v":2600,"d":"2,600.00"},{"v":0,"d":"0.00"},{"v":0,"d":"0.0000%"},"I","KAR",90219090]
[573,"XB6.14","X01745","P91275","Okluzor Occlutech PDA","rôzne typy","OCE","TR","ks",{"v":0.1,"d":"10.00%"},{"v":2855.6,"d":"2,855.60"},{"v":2855.6,"d":"2,855.60"},{"v":0,"d":"0.00"},{"v":0,"d":"0.0000%"},"I","KAR",90219090]
[574,{"$nulls":3},"XB6.14.1 Príslušenstvo ku intrakardiálnemu oklúzoru na uzáver ductus arteriosus persistens",{"$nulls":10},{"v":474.04,"d":"474.040000"},"ks"]
[575,"XB6.14.1","X00894","P80301","Vodič Amplatzer","na implantáciu Amplatzerovych okluzorov","ABT","US","ks",{"v":0.2,"d":"20.00%"},78.79,78.79,{"v":0,"d":"0.00"},{"v":0,"d":"0.0000%"},"I","KAR",90183900]
[576,"XB6.14.1","X01770","P87866","SteerEase zavádzač - Systém pre implantáciu rôznych typov oklúzorov","SFAXF, SFPXF dĺžky 800mm","LIZ","CN","ks",{"v":0.2,"d":"20.00%"},386.13,386.13,{"v":0,"d":"0.00"},{"v":0,"d":"0.0000%"},"I","KAR",920190]
[577,"XB6.14.1","X00893","P80303","Amplatzer TorqVue/Amulet/Trevisio","zavádzacie a výmenné systémy (rôzne typy) na implantáciu Amplatzerovych okluzorov (60-195cm, rôzne krivky a priemery)","ABT","US","ks",{"v":0.2,"d":"20.00%"},474.04,474.04,{"v":0,"d":"0.00"},{"v":0,"d":"0.0000%"},"I","KAR",90183900]
[578,"XB6.14.1","X02649","P89059","Súprava zavádzacia Occlutech","na zavedenie okluza, rôzne typy","OCT-DE","DE","ks",{"v":0.2,"d":"20.00%"},474.55,474.04,0.51,{"v":0.001075,"d":"0.1075%"},"S","KAR",90183900]
[579,{"$nulls":3},"XB6.15 Intrakardiálny oklúzor na uzáver defektu komorového septa",{"$nulls":10},{"v":5202.2,"d":"5,202.200000"},"ks"]
[580,"XB6.15","X03799","P95074","Okluzor Occlutech muskulárny VSD","rôzne veľkosti","OCE","TR","ks",{"v":0.1,"d":"10.00%"},{"v":5094.1,"d":"5,094.10"},{"v":5094.1,"d":"5,094.10"},{"v":0,"d":"0.00"},{"v":0,"d":"0.0000%"},"I","KAR",90219090]
[581,"XB6.15","X04337","P97380","Okluzor Occlutech perimembranózny VSD","rôzne veľkosti","OCE","TR","ks",{"v":0.1,"d":"10.00%"},{"v":5094.1,"d":"5,094.10"},{"v":5094.1,"d":"5,094.10"},{"v":0,"d":"0.00"},{"v":0,"d":"0.0000%"},"I","KAR",90219090]
[582,"XB6.15","X00896","P56673","Amplatzer VSD","okluzor defektov komorového septa, rôzne typy (4-24mm)","ABT","US","ks",{"v":0.1,"d":"10.00%"},{"v":5099.1,"d":"5,099.10"},{"v":5099.1,"d":"5,099.10"},{"v":0,"d":"0.00"},{"v":0,"d":"0.0000%"},"I","KAR",90219090]
[583,"XB6.15","X01477","P69677","Systém oklúzny Nit-Occlud","Le VSD","PFM","DE","ks",{"v":0.1,"d":"10.00%"},{"v":5451.05,"d":"5,451.05"},{"v":5202.2,"d":"5,202.20"},248.85,{"v":0.045652,"d":"4.5652%"},"S","KAR",90219090]
[584,{"$nulls":3},"XB6.15.1 Príslušenstvo ku intrakardiálnemu oklúzoru na uzáver defektu komorového septa",{"$nulls":10},{"v":474.04,"d":"474.040000"},"ks"]
[585,"XB6.15.1","X00898","P80301","Vodič Amplatzer","na implantáciu Amplatzerovych okluzorov","ABT","US","ks",{"v":0.2,"d":"20.00%"},78.79,78.79,{"v":0,"d":"0.00"},{"v":0,"d":"0.0000%"},"I","KAR",90183900]
[586,"XB6.15.1","X01771","P87866","SteerEase zavádzač - Systém pre implantáciu rôznych typov oklúzorov","SFAXF, SFPXF dĺžky 800mm","LIZ","CN","ks",{"v":0.2,"d":"20.00%"},386.13,386.13,{"v":0,"d":"0.00"},{"v":0,"d":"0.0000%"},"I","KAR",920190]
[587,"XB6.15.1","X00897","P80303","Amplatzer TorqVue/Amulet/Trevisio","zavádzacie a výmenné systémy (rôzne typy) na implantáciu Amplatzerovych okluzorov (60-195cm, rôzne krivky a priemery)","ABT","US","ks",{"v":0.2,"d":"20.00%"},474.04,474.04,{"v":0,"d":"0.00"},{"v":0,"d":"0.0000%"},"I","KAR",90183900]
[588,{"$nulls":3},"XB6.16.1 Set na transkatétrovú balónikovú mitrálnu valvuloplastiku",{"$nulls":10},{"v":3389.76,"d":"3,389.760000"},"set"]
[589,"XB6.16.1","X04443","P30209","Katéter valvuloplastický","pre dospelých","BLT","PL","ks",{"v":0.2,"d":"20.00%"},{"v":1510,"d":"1,510.00"},{"v":1510,"d":"1,510.00"},{"v":0,"d":"0.00"},{"v":0,"d":"0.0000%"},"I","KAR",90219090]
[590,"XB6.16.1","X01175","P59979","Katéter balónikový INOUE PTMC","s príslušenstvom, rôzne typy","TRY","JP","set",{"v":0.2,"d":"20.00%"},{"v":3389.76,"d":"3,389.76"},{"v":3389.76,"d":"3,389.76"},{"v":0,"d":"0.00"},{"v":0,"d":"0.0000%"},"I","KAR",90219090]
[591,{"$nulls":3},"XB6.16.2 Set na transkatétrovú rekonštrukciu mitrálnej chlopne",{"$nulls":10},{"v":22022,"d":"22,022.000000"},"set"]
[592,"XB6.16.2","X03770","P92451","Systém na rekonštrukciu mitrálnej chlopne MitraClip",null,"EVA","US","set",{"v":0.1,"d":"10.00%"},{"v":22022,"d":"22,022.00"},{"v":22022,"d":"22,022.00"},{"v":0,"d":"0.00"},{"v":0,"d":"0.0000%"},"I","KAR, RAT",90219090]
[593,{"$nulls":3},"XB6.17.1 Záplata perikardiálna biologická",{"$nulls":10},{"v":321.93,"d":"321.930000"},"ks"]
[594,"XB6.17.1","X00913","P53962","Biocor","rozmer 6x10cm","SJM","US","ks",{"v":0.1,"d":"10.00%"},187.73,187.73,{"v":0,"d":"0.00"},{"v":0,"d":"0.0000%"},"I","CCH, KCH",90213990]
[595,"XB6.17.1","X02284","P87378","EnCap","rozmer 5x10cm, antikalcifikačná technológia","GLY","ZA","ks",{"v":0.1,"d":"10.00%"},{"v":290,"d":"290.00"},{"v":290,"d":"290.00"},{"v":0,"d":"0.00"},{"v":0,"d":"0.0000%"},"I","CCH, KCH",90213990]
[596,"XB6.17.1","X02418","P87378","EnCap","rozmer 2x5cm, antikalcifikačná technológia","GLY","ZA","ks",{"v":0.1,"d":"10.00%"},296.45,296.45,{"v":0,"d":"0.00"},{"v":0,"d":"0.0000%"},"I","CCH, KCH",90213990]
[597,"XB6.17.1","X02419","P87378","EnCap","rozmer 4x5cm, antikalcifikačná technológia","GLY","ZA","ks",{"v":0.1,"d":"10.00%"},{"v":314.6,"d":"314.60"},{"v":314.6,"d":"314.60"},{"v":0,"d":"0.00"},{"v":0,"d":"0.0000%"},"I","CCH, KCH",90213990]
[598,"XB6.17.1","X02276","P69954","Bovinná perikardiálna záplata Edwards, model 4700","rozmer 10 x 15 cm","EDW","US","ks",{"v":0.1,"d":"10.00%"},317.94,317.94,{"v":0,"d":"0.00"},{"v":0,"d":"0.0000%"},"I","CCH, KCH",90213990]
[599,"XB6.17.1","X02420","P87378","EnCap","rozmer 9x14cm, antikalcifikačná technológia","GLY","ZA","ks",{"v":0.1,"d":"10.00%"},321.26,321.26,{"v":0,"d":"0.00"},{"v":0,"d":"0.0000%"},"I","CCH, KCH",90213990]
[600,"XB6.17.1","X01579","P69954","Perikardiálna záplata Edwards","záplata perikardiálna biologická Edwards, rozm.10x15","EDW","US","ks",{"v":0.1,"d":"10.00%"},446.49,321.93,124.56,{"v":0.278976,"d":"27.8976%"},"S","CCH, KCH",90213990]
[601,{"$nulls":3},"XB6.17.2 Záplata perikardiálna biologická nekalcifikujúca",{"$nulls":10},{"v":665.5,"d":"665.500000"},"ks/100cm2"]
[602,"XB6.17.2","X05349","P2073A","Záplata prasacia perikardiálna No-React Patch (NRPP)","prasacia perikardiálna záplata; rôzne veľkosti","BGS","CA","ks",{"v":0.1,"d":"10.00%"},{"v":340,"d":"340.00"},{"v":340,"d":"340.00"},{"v":0,"d":"0.00"},{"v":0,"d":"0.0000%"},"I","KCH",90213990,11504]
[603,"XB6.17.2","X03235","P91560","Záplata srdcová MATRIX PATCH","veľkosti 5x5cm,10x5cm,8x4cm,8x8cm,10x10cm","ATB","DE","ks",{"v":0.1,"d":"10.00%"},{"v":665.5,"d":"665.50"},{"v":665.5,"d":"665.50"},{"v":0,"d":"0.00"},{"v":0,"d":"0.0000%"},"I","KCH",90213990]
[604,{"$nulls":3},"XB6.18 Záplata (karotická, perikardiálna) syntetická",{"$nulls":10},{"v":199.65,"d":"199.650000"},"ks"]
[605,"XB6.18","X00916","P32807","Záplata Vascular Patch","Karotická, perikardiálna, syntetická 1x7cm, 2x9cm, 3x4cm, 2x4cm","AES","DE","ks",{"v":0.1,"d":"10.00%"},{"v":88,"d":"88.00"},{"v":88,"d":"88.00"},{"v":0,"d":"0.00"},{"v":0,"d":"0.0000%"},"I","CCH, KCH",90219090]
[606,"XB6.18","X04950","P99897","Záplata cievna Polypatch",null,"PEO","FR","ks",{"v":0.1,"d":"10.00%"},196.63,196.63,{"v":0,"d":"0.00"},{"v":0,"d":"0.0000%"},"I","CCH, KCH",90213990]
[607,"XB6.18","X03108","P88345","Záplata pletená, záplata karotická pletená, záplata karotická pletená heparínová","HEMAGARD CAROTID pletená, alebo pletená ultratenká,rôzne veľkosti,  HEMAGARD PATCH pletená, rôzne veľkosti, HEMACAROTID PATCH heparínová pletená ultratenká, rôzne veľkosti","ITV","FR","ks",{"v":0.1,"d":"10.00%"},{"v":198,"d":"198.00"},{"v":198,"d":"198.00"},{"v":0,"d":"0.00"},{"v":0,"d":"0.0000%"},"I","CCH, KCH",90213990]
[608,"XB6.18","X01180","P85157","Záplata Fluoropassiv™ TW Carotid Patch, Gelseal, Gelsoft Patch","tenkostenná karotická záplata 0,36mm, zosilnená perikardiálna záplata 0,46-0,52mm, všetky rozmery","VSG","GB","ks",{"v":0.1,"d":"10.00%"},199.65,199.65,{"v":0,"d":"0.00"},{"v":0,"d":"0.0000%"},"I","CCH, KCH",90219090]
[609,{"$nulls":3},"XB6.19.1 Transkatétrová chlopňová bioprotéza na samoexpandovateľnom systéme transfemorálnym prístupom",{"$nulls":10},{"v":19862.15,"d":"19,862.150000"},"ks"]
[610,"XB6.19.1","X05099","P98939","Súprava zavádzača iSLEEVE","k systému ACURATE TF Valve system","BSC","US","ks",{"v":0.2,"d":"20.00%"},{"v":1553.19,"d":"1,553.19"},{"v":1553.19,"d":"1,553.19"},{"v":0,"d":"0.00"},{"v":0,"d":"0.0000%"},"I","KAR, KCH",90183900]
[611,"XB6.19.1","X03474","P92785","Portico","systém transkatétrovej srdcovej chlopne; rôzne veľkosti","SJM","US","ks",{"v":0.1,"d":"10.00%"},{"v":19807.7,"d":"19,807.70"},{"v":19807.7,"d":"19,807.70"},{"v":0,"d":"0.00"},{"v":0,"d":"0.0000%"},"I","KAR, KCH",90213990]
[612,"XB6.19.1","X04744","P98938","Bioprotéza aortálna ACURATE neo so zavádzacím systémom ACURATE TF a ACURATE neo TA","rôzne veľkosti","SYI","CH","ks",{"v":0.1,"d":"10.00%"},{"v":19862.14,"d":"19,862.14"},{"v":19862.14,"d":"19,862.14"},{"v":0,"d":"0.00"},{"v":0,"d":"0.0000%"},"I","KAR, KCH",90219090]
[613,"XB6.19.1","X01408","P86468","Systém CoreValve Medtronic, CoreValve Evolute","Rôzne modely a veľkosti náhrady aortálnej chlopne","MDC","US","ks",{"v":0.1,"d":"10.00%"},{"v":19862.15,"d":"19,862.15"},{"v":19862.15,"d":"19,862.15"},{"v":0,"d":"0.00"},{"v":0,"d":"0.0000%"},"I","KAR, KCH",90213990]
[614,"XB6.19.1","X03514","P93639","Chlopňa aortálna Lotus","rôzne veľkosti","SDM","US","ks",{"v":0.1,"d":"10.00%"},{"v":24453.63,"d":"24,453.63"},{"v":19862.15,"d":"19,862.15"},{"v":4591.48,"d":"4,591.48"},{"v":0.18776299999999999,"d":"18.7763%"},"S","KAR, KCH",90219090]
[615,"XB6.19.1","X02248","P91127","Engager™ - systém na implantáciu transkatétrovej aortálnej chlopne","s príslušenstvom","MDC-US","US","ks",{"v":0.1,"d":"10.00%"},{"v":24563,"d":"24,563.00"},{"v":19862.15,"d":"19,862.15"},{"v":4700.85,"d":"4,700.85"},{"v":0.191379,"d":"19.1379%"},"S","KAR, KCH",90213990]
[616,{"$nulls":3},"XB6.19.2 Transkatétrová chlopňová bioprotéza na samoexpandovateľnom systéme transapikálnym prístupom",{"$nulls":10},{"v":19862.15,"d":"19,862.150000"}]
[617,"XB6.19.2","X03459","P91127,P94274,P94275","Systém na implant. transkatétrovej aortálnej chlopne Engager","s príslušenstvom, rôzne veľkosti","MDT","US","ks",{"v":0.1,"d":"10.00%"},{"v":24563,"d":"24,563.00"},{"v":19862.15,"d":"19,862.15"},{"v":4700.85,"d":"4,700.85"},{"v":0.191379,"d":"19.1379%"},"S","KAR, KCH",90213990]
[618,{"$nulls":3},"XB6.19.3 Transkatétrová chlopňová bioprotéza na samoexpandovateľnom systéme priamym aortálnym prístupom",{"$nulls":10},{"v":22838.15,"d":"22,838.150000"}]
[619,"XB6.19.3","X04727","P97796","Systém transkatetrálnej náhrady aortálnej chlopne CoreValve Evolut PRO","s príslušenstvom","MDT","US","set",{"v":0.1,"d":"10.00%"},{"v":22837.15,"d":"22,837.15"},{"v":22837.15,"d":"22,837.15"},{"v":0,"d":"0.00"},{"v":0,"d":"0.0000%"},"I","KAR, KCH",90213990]
[620,"XB6.19.3","X03499","P94089","Systém transkatetrálnej aortálnej chlopne Medtronic CoreValve Evolut R","s príslušenstvom","MDT","US","ks",{"v":0.1,"d":"10.00%"},{"v":22838.15,"d":"22,838.15"},{"v":22838.15,"d":"22,838.15"},{"v":0,"d":"0.00"},{"v":0,"d":"0.0000%"},"I","KAR, KCH",90213990]
[621,{"$nulls":3},"XB6.19.4 Transkatétrová chlopňová bioprotéza na samoexpandovateľnom systéme subklaviálnym prístupom",{"$nulls":10},{"v":19862.15,"d":"19,862.150000"}]
[622,"XB6.19.4","X03791","P94875","Systém mitrálny kontúrovací CARILLON","implantát kardiologický, rozne rozmery","CD","US","ks",{"v":0.1,"d":"10.00%"},{"v":21175,"d":"21,175.00"},{"v":19862.15,"d":"19,862.15"},{"v":1312.85,"d":"1,312.85"},{"v":0.062,"d":"6.2000%"},"S","KAR, KCH",90213900]
[623,{"$nulls":3},"XB6.19.5 Transkatétrová mitrálna chlopňová bioprotéza",{"$nulls":10},{"v":42156.4,"d":"42,156.400000"},"ks"]
[624,"XB6.19.5","X05141","P1268A","Systém mitrálnej transkatetrálnej chlopne Tendyne","s príslušenstvom; rôzne veľkosti","ABT","US","ks",{"v":0.1,"d":"10.00%"},{"v":42156.4,"d":"42,156.40"},{"v":42156.4,"d":"42,156.40"},{"v":0,"d":"0.00"},{"v":0,"d":"0.0000%"},"I","KAR, KCH(NÚSCH)",90213990]
[625,{"$nulls":3},"XB6.20 Transkatétrová chlopňová bioprotéza na balónom expandovateľnom systéme",{"$nulls":10},{"v":24750.01,"d":"24,750.010000"},"ks"]
[626,"XB6.20","X05074","P0484A","Systém transkatétrovej chlopnovej protézy Myval","s príslušenstvom; rôzne rozmery","MFP","IN","ks",{"v":0.1,"d":"10.00%"},{"v":19348.38,"d":"19,348.38"},{"v":19348.38,"d":"19,348.38"},{"v":0,"d":"0.00"},{"v":0,"d":"0.0000%"},"I","KAR, KCH",90213990]
[627,"XB6.20","X01448","P86454,P86455,P86456,P86457,P86458","Transkatétrová chlopňová bioprotéza SAPIEN XT na balónom expandovateľnom systéme","20, 23, 26, 29 mm","EDW","US","ks",{"v":0.1,"d":"10.00%"},{"v":20261.6,"d":"20,261.60"},{"v":20261.6,"d":"20,261.60"},{"v":0,"d":"0.00"},{"v":0,"d":"0.0000%"},"I","KAR, KCH",90213990]
[628,"XB6.20","X02583","P92577","Transkatétrová chlopňová bioprotéza SAPIEN 3, SAPIEN 3 Ultra  na balónom expandovateľnom systéme","20, 23, 26, 29 mm (zavádzací systém Commander, Certitude)","EDW","US","ks",{"v":0.1,"d":"10.00%"},{"v":21613.04,"d":"21,613.04"},{"v":21613.04,"d":"21,613.04"},{"v":0,"d":"0.00"},{"v":0,"d":"0.0000%"},"I","KAR, KCH",90213990]
[629,{"$nulls":3},"XB6.21.1 Bezstehová biologická chlopňová protéza, samoexpandovateľná",{"$nulls":10},{"v":4840,"d":"4,840.000000"},"ks"]
[630,"XB6.21.1","X03234","P91490","Chlopňa srdcová biologická Perceval S a Perceval Plus s príslušenstvom","veľkosť S,M,L,XL","SBI","IT","ks",{"v":0.1,"d":"10.00%"},{"v":4840,"d":"4,840.00"},{"v":4840,"d":"4,840.00"},{"v":0,"d":"0.00"},{"v":0,"d":"0.0000%"},"I","KCH",90213990]
[631,{"$nulls":3},"XB6.21.2 Bezstehová biologická chlopňová protéza, balónom expandovateľná",{"$nulls":10},{"v":7980,"d":"7,980.000000"},"ks"]
[632,"XB6.21.2","X03471","P92718","Edwards Intuity Elite chlopňový systém","Veľkosti: 19, 21, 23, 25, 27 mm","EDW","US","ks",{"v":0.1,"d":"10.00%"},{"v":7980,"d":"7,980.00"},{"v":7980,"d":"7,980.00"},{"v":0,"d":"0.00"},{"v":0,"d":"0.0000%"},"I","KCH",90213990]
[633,{"$nulls":3},"XB6.22 Anuloplastický chlopňový ring 3D modifikácia",{"$nulls":10},{"v":1578,"d":"1,578.000000"},"ks"]
[634,"XB6.22","X00863","P54127","PROFILE 3D mitral","Veľkosti: 24-26-28-30-32-34-36-38-40mm","MDC","US","ks",{"v":0.1,"d":"10.00%"},{"v":1375.69,"d":"1,375.69"},{"v":1375.69,"d":"1,375.69"},{"v":0,"d":"0.00"},{"v":0,"d":"0.0000%"},"I","KCH",90213990]
[635,{"$nulls":3},"XB6.23 Transkatétrový uzáver netesnosti srdcovej chlopne",{"$nulls":10},{"v":3993,"d":"3,993.000000"},"ks"]
[636,"XB6.23","X05111","P0861A","Uzáver srdcovej chlopne Amplatzer Valvular Plug III","rôzne typy","ABT","US","ks",{"v":0.1,"d":"10.00%"},{"v":3993,"d":"3,993.00"},{"v":3993,"d":"3,993.00"},{"v":0,"d":"0.00"},{"v":0,"d":"0.0000%"},"I","KAR, KCH",90219090]
[637,{"$nulls":3},"XB6.24 Regulátor predsieňového prietoku po septostómii",{"$nulls":10},{"v":12538.02,"d":"12,538.020000"},"ks"]
[638,"XB6.24","X05128","P0742A","Regulátor predsieňového prietoku Occlutech AFR","rôzne veľkosti","OCE","TR","ks",{"v":0.1,"d":"10.00%"},{"v":12538.02,"d":"12,538.02"},{"v":12538.02,"d":"12,538.02"},{"v":0,"d":"0.00"},{"v":0,"d":"0.0000%"},"I","KAR",90219090]
[639,{"$nulls":3},"XB7 Prostriedky na mimotelový obeh"]
[640,{"$nulls":3},"XB7.1 Oxygenátor pre dospelých na mimotelový obeh",{"$nulls":10},{"v":978,"d":"978.000000"},"ks"]
[641,"XB7.1","X01279","P78225","Oxygenátor Compactflo Evolution","Membránový kapilárny oxygenátor pre dospelých, s vyššou účinnosťou pri menšej oxygenačnej ploche membrán, potiahnutý biomimetickým koatingom","SBI","IT","ks",{"v":0.2,"d":"20.00%"},{"v":633.6,"d":"633.60"},{"v":633.6,"d":"633.60"},{"v":0,"d":"0.00"},{"v":0,"d":"0.0000%"},"I","KCH",90189084]
[642,"XB7.1","X02635","P87940","Oxygenátor membránový Skipper","pre mimotelový obeh","EUS-IT","IT","ks",{"v":0.2,"d":"20.00%"},{"v":646.8,"d":"646.80"},{"v":646.8,"d":"646.80"},{"v":0,"d":"0.00"},{"v":0,"d":"0.0000%"},"I","KCH",90219090]
[643,"XB7.1","X04700","P32965","Oxygenátor membránový Capiox FX","modely CX*FX","TCJ","JP","ks",{"v":0.2,"d":"20.00%"},652.08,652.08,{"v":0,"d":"0.00"},{"v":0,"d":"0.0000%"},"I","KCH",90189084]
[644,"XB7.1","X00810","P70113,P70119","Oxygenátor QUADROX","rôzne typy, bez aj s integrovaným arteriálnym filtrom","MQT","DE","ks",{"v":0.2,"d":"20.00%"},{"v":700,"d":"700.00"},{"v":700,"d":"700.00"},{"v":0,"d":"0.00"},{"v":0,"d":"0.0000%"},"I","KCH",90189084]
[645,"XB7.1","X01265","P37164","Oxygenátor Avant D903","Membránový kapilárny oxygenátor pre dospelých, s oddeliteľlným kardiotomickým a venóznym rezervoárom, potiahnutý biomimetickým koatingom","SBI","IT","ks",{"v":0.2,"d":"20.00%"},{"v":726,"d":"726.00"},{"v":726,"d":"726.00"},{"v":0,"d":"0.00"},{"v":0,"d":"0.0000%"},"I","KCH",90189084]
[646,"XB7.1","X01182","P60366,P60367","Oxygenátor HILITE 7000 LT s reoparínom, Oxygenátor HILITE 7000","rôzne typy","MDO-DE","DE","ks",{"v":0.2,"d":"20.00%"},765.32,765.32,{"v":0,"d":"0.00"},{"v":0,"d":"0.0000%"},"I","KCH",90189084]
[647,"XB7.1","X03452","P90456","Oxygenátor INSPIRE","pre dospelých a malých dospelých","SBI","IT","ks",{"v":0.2,"d":"20.00%"},{"v":805.2,"d":"805.20"},{"v":805.2,"d":"805.20"},{"v":0,"d":"0.00"},{"v":0,"d":"0.0000%"},"I","KCH",90189084]
[648,"XB7.1","X00814","P76025","Oxygenátor CAPIOX RX25","Membránový kapilárny vysokoúčinný oxygenátor s potiahnutým biokompatibilným koatingom pre dospelých","TCJ","JP","ks",{"v":0.2,"d":"20.00%"},882.55,882.55,{"v":0,"d":"0.00"},{"v":0,"d":"0.0000%"},"I","KCH",90189084]
[649,"XB7.1","X02100","P70926","Affinity oxygenator","s príslušenstvom, rôzne typy a modely","MDC-US06","US","ks",{"v":0.2,"d":"20.00%"},{"v":976.8,"d":"976.80"},{"v":976.8,"d":"976.80"},{"v":0,"d":"0.00"},{"v":0,"d":"0.0000%"},"I","KCH",90189084]
[650,{"$nulls":3},"XB7.2 Oxygenátor na mimotelový obeh neonatálny",{"$nulls":10},{"v":990,"d":"990.000000"},"ks"]
[651,"XB7.2","X01280","P78227","D100 Kids oxygenátor novorodenecký","Oxygenátor určený pre novorodencov, potiahnutý biomimetickým koatingom","SBI","IT","ks",{"v":0.2,"d":"20.00%"},{"v":976.8,"d":"976.80"},{"v":976.8,"d":"976.80"},{"v":0,"d":"0.00"},{"v":0,"d":"0.0000%"},"I","KCH",90189084]
[652,{"$nulls":3},"XB7.3 Oxygenátor na mimotelový obeh infant",{"$nulls":10},{"v":950.4,"d":"950.400000"},"ks"]
[653,"XB7.3","X00815","P70926","AFFINITY PIXIE","Systém oxygenácie s biologickou povrchovou úpravou Balance™ Biosurface + príslušenstvo","MDC","US","ks",{"v":0.2,"d":"20.00%"},{"v":574.2,"d":"574.20"},{"v":574.2,"d":"574.20"},{"v":0,"d":"0.00"},{"v":0,"d":"0.0000%"},"I","KCH",90189084]
[654,"XB7.3","X02084","P60367,P83263,P60370","Oxygenátor HILITE 800 LT Rheoparin (detský) ME 6208 CL, Oxygenátor HILITE 1000 Rheoparin (detský) ME 6208 C, HILITE MVC 0730 venózny reservoár ME 6221 0310","HILITE 800LT (ME 6208 0Lxx, ME 6208CLxxx), HILITE 1000 (ME6208 xxxx, ME 6208 Cxxx) oxygenátor detský pokrytý Rheoparinom, reservoár","MDO-DE","DE","ks",{"v":0.2,"d":"20.00%"},{"v":882.7,"d":"882.70"},{"v":882.7,"d":"882.70"},{"v":0,"d":"0.00"},{"v":0,"d":"0.0000%"},"I","KCH",90189084]
[655,"XB7.3","X01284","P82351","D101 Kids oxygenátor infant","Oxygenátor určený pre menšie deti do 25kg, potiahnutý biomimetickým koatingom","SBI","IT","ks",{"v":0.2,"d":"20.00%"},{"v":937.2,"d":"937.20"},{"v":937.2,"d":"937.20"},{"v":0,"d":"0.00"},{"v":0,"d":"0.0000%"},"I","KCH",90189084]
[656,{"$nulls":3},"XB7.4 Oxygenátor na mimotelový obeh pediatrický",{"$nulls":10},{"v":868.34,"d":"868.340000"},"ks"]
[657,"XB7.4","X00816","P70926","AFFINITY PIXIE","Systém oxygenácie s biologickou povrchovou úpravou Balance™ Biosurface + príslušenstvo","MDC","US","ks",{"v":0.2,"d":"20.00%"},{"v":574.2,"d":"574.20"},{"v":574.2,"d":"574.20"},{"v":0,"d":"0.00"},{"v":0,"d":"0.0000%"},"I","KCH",90189084]
[658,"XB7.4","X01266","P37165","Oxygenátor EOS pediatrický","Pediatrický membránový ,mikropórový oxygenátor pre väčšie deti potiahnutý biomimetickým koatingom","SBI","IT","ks",{"v":0.2,"d":"20.00%"},768.24,768.24,{"v":0,"d":"0.00"},{"v":0,"d":"0.0000%"},"I","KCH",90189084]
[659,"XB7.4","X02083","P60367,P83263,P60370","Oxygenátor HILITE 2400 LT Rheoparin (pediatrický) ME 6205 CL, Oxygenátor HILITE 2800 Rheoparin (pediatrický) ME 6205 C, HILITE MVC 1630 venózny reservoár pediatrický ME 6221 0210","HILITE 2400LT (ME 6205 CLxx), HILITE 2800 (ME 6205 Cxxx) oxygenátor detský pokrytý Rheoparinom, reservoár","MDO-DE","DE","ks",{"v":0.2,"d":"20.00%"},859.06,859.06,{"v":0,"d":"0.00"},{"v":0,"d":"0.0000%"},"I","KCH",90189084]
[660,{"$nulls":3},"XB7.5 Sety hadicové k oxygenátorom pre dospelých",{"$nulls":10},{"v":401.99,"d":"401.990000"},"set"]
[661,"XB7.5","X02640","P88492","Hadicový set dospelý","príslušenstvo k oxygenátoru pre mimotelový obeh","EUS-IT","IT","set",{"v":0.2,"d":"20.00%"},{"v":264,"d":"264.00"},{"v":264,"d":"264.00"},{"v":0,"d":"0.00"},{"v":0,"d":"0.0000%"},"I","KCH",90219090]
[662,"XB7.5","X05330","P34825","Súprava špeciálna pacientska na mimotelový obeh","rôzne modely","MDC","US","set",{"v":0.2,"d":"20.00%"},315.99,315.99,{"v":0,"d":"0.00"},{"v":0,"d":"0.0000%"},"I","KCH",90189084,11485]
[663,"XB7.5","X01274","P78218","Hadicový set- príslušenstvo k oxygenátorom",null,"SBI","IT","set",{"v":0.2,"d":"20.00%"},{"v":316.8,"d":"316.80"},{"v":316.8,"d":"316.80"},{"v":0,"d":"0.00"},{"v":0,"d":"0.0000%"},"I","KCH",90189084]
[664,"XB7.5","X01178","P60369,P83262","Set hadicový k oxygenátorom MEDOS, Set hadicový k oxygenátorom MEDOS s reoparínom",null,"MDO-DE","DE","set",{"v":0.2,"d":"20.00%"},323.27,323.27,{"v":0,"d":"0.00"},{"v":0,"d":"0.0000%"},"I","KCH",90189084]
[665,"XB7.5","X00818","P70116","Sety hadicové k oxygenátorom pre dospelých","rôzne typy","MQT","DE","set",{"v":0.2,"d":"20.00%"},{"v":330,"d":"330.00"},{"v":330,"d":"330.00"},{"v":0,"d":"0.00"},{"v":0,"d":"0.0000%"},"I","KCH",90189084]
[666,"XB7.5","X00820","P68564","Set hadicový TERUMO","Hadicový set s X coatingom (voliteľné), ktorý je nevyhnutnou súčasťou mimotelového obehu","TCJ","BE","set",{"v":0.2,"d":"20.00%"},334.24,334.24,{"v":0,"d":"0.00"},{"v":0,"d":"0.0000%"},"I","KCH",90189084]
[667,"XB7.5","X02245","P85536","Set hadicový pre mimotelový obeh","rôzne modifikácie","HMT","DE","set",{"v":0.2,"d":"20.00%"},{"v":376.2,"d":"376.20"},{"v":376.2,"d":"376.20"},{"v":0,"d":"0.00"},{"v":0,"d":"0.0000%"},"I","KCH",90189084]
[668,"XB7.5","X00819","P70926","Hadicový systém - príslušenstvo k oxygenátorom",null,"MDC","US","set",{"v":0.2,"d":"20.00%"},401.99,401.99,{"v":0,"d":"0.00"},{"v":0,"d":"0.0000%"},"I","KCH",90189084]
[669,{"$nulls":3},"XB7.6 Sety hadicové k oxygenátorom neonatálnym",{"$nulls":10},{"v":462,"d":"462.000000"},"set"]
[670,"XB7.6","X01276","P78218","Hadicový set- príslušenstvo k oxygenátorom",null,"SBI","IT","set",{"v":0.2,"d":"20.00%"},374.88,374.88,{"v":0,"d":"0.00"},{"v":0,"d":"0.0000%"},"I","KCH",90189084]
[671,"XB7.6","X01273","P70116","Sety hadicové k oxygenátorom neonatálnym","rôzne typy","MQT","DE","set",{"v":0.2,"d":"20.00%"},{"v":462,"d":"462.00"},{"v":462,"d":"462.00"},{"v":0,"d":"0.00"},{"v":0,"d":"0.0000%"},"I","KCH",90189084]
[672,{"$nulls":3},"XB7.7 Sety hadicové k oxygenátorom infant",{"$nulls":10},{"v":417.12,"d":"417.120000"},"set"]
[673,"XB7.7","X00821","P70926","Hadicový systém - príslušenstvo k oxigenátorom",null,"MDC","US","set",{"v":0.2,"d":"20.00%"},401.99,401.99,{"v":0,"d":"0.00"},{"v":0,"d":"0.0000%"},"I","KCH",90189084]
[674,"XB7.7","X01277","P78218","Hadicový set- príslušenstvo k oxygenátorom",null,"SBI","IT","set",{"v":0.2,"d":"20.00%"},{"v":409.2,"d":"409.20"},{"v":409.2,"d":"409.20"},{"v":0,"d":"0.00"},{"v":0,"d":"0.0000%"},"I","KCH",90189084]
[675,{"$nulls":3},"XB7.8 Sety hadicové k oxygenátorom pediatrickým",{"$nulls":10},{"v":413.16,"d":"413.160000"},"set"]
[676,"XB7.8","X01275","P78218","Hadicový set- príslušenstvo k oxygenátorom",null,"SBI","IT","set",{"v":0.2,"d":"20.00%"},374.88,374.88,{"v":0,"d":"0.00"},{"v":0,"d":"0.0000%"},"I","KCH",90189084]
[677,"XB7.8","X00822","P70926","Hadicový systém - príslušenstvo k oxigenátorom",null,"MDC","US","set",{"v":0.2,"d":"20.00%"},401.99,401.99,{"v":0,"d":"0.00"},{"v":0,"d":"0.0000%"},"I","KCH",90189084]
[678,"XB7.8","X00823","P68564","Set hadicový pediatrický TERUMO","Hadicový set s X coatingom (voliteľné), ktorý je nevyhnutnou súčasťou mimotelového obehu","TCJ","BE","set",{"v":0.2,"d":"20.00%"},413.16,413.16,{"v":0,"d":"0.00"},{"v":0,"d":"0.0000%"},"I","KCH",90189084]
[679,"XB7.8","X01237","P70116","Sety hadicové k oxygenátorom pediatrickým","rôzne typy","MQT","DE","set",{"v":0.2,"d":"20.00%"},413.16,413.16,{"v":0,"d":"0.00"},{"v":0,"d":"0.0000%"},"I","KCH",90189084]
[680,{"$nulls":3},"XB7.9.1 Kardioplegické sety na krvnú kardioplégiu",{"$nulls":10},{"v":257.99,"d":"257.990000"},"set"]
[681,"XB7.9.1","X02639","P88397","Kardioplegický set s výmenníkom tepla Mistral","pre kardioplégiu","EUS-IT","IT","set",{"v":0.2,"d":"20.00%"},151.64,151.64,{"v":0,"d":"0.00"},{"v":0,"d":"0.0000%"},"I","KCH",90219090]
[682,"XB7.9.1","X01278","P78219","Kardioplegický set",null,"SBI","IT","set",{"v":0.2,"d":"20.00%"},{"v":198,"d":"198.00"},{"v":198,"d":"198.00"},{"v":0,"d":"0.00"},{"v":0,"d":"0.0000%"},"I","KCH",90189084]
[683,"XB7.9.1","X00825","P76031","Set kardioplegický CAPIOX","Kardioplegický set, ktorý je nevyhnutnou súčasťou mimotelového obehu","TCJ","BE","set",{"v":0.2,"d":"20.00%"},206.49,206.49,{"v":0,"d":"0.00"},{"v":0,"d":"0.0000%"},"I","KCH",90189084]
[684,"XB7.9.1","X02244","P85536","Set kardioplegický","rôzne modifikácie","HMT","DE","set",{"v":0.2,"d":"20.00%"},243.54,243.54,{"v":0,"d":"0.00"},{"v":0,"d":"0.0000%"},"I","KCH",90189084]
[685,"XB7.9.1","X02293","P91437,P70116","Kardioplegický set Maquet","obsahuje výmenník tepla PLEGIOX a hadicový set","MQT","DE","set",{"v":0.2,"d":"20.00%"},{"v":252,"d":"252.00"},{"v":252,"d":"252.00"},{"v":0,"d":"0.00"},{"v":0,"d":"0.0000%"},"I","KCH",90189084]
[686,"XB7.9.1","X00824","P70927","Kardioplegický systém",null,"MDC","US","set",{"v":0.2,"d":"20.00%"},257.99,257.99,{"v":0,"d":"0.00"},{"v":0,"d":"0.0000%"},"I","KCH",90189084]
[687,{"$nulls":3},"XB7.9.2 Kardioplegické sety na kryštalickú kardioplégiu",{"$nulls":10},{"v":52.8,"d":"52.800000"},"set"]
[688,"XB7.9.2","X02135","P70927","DLP® \"Y\" Type Coronary Perfusion Adapter","Rôzne modely a veľkosti","MDC-NL","US","set",{"v":0.2,"d":"20.00%"},{"v":19.8,"d":"19.80"},{"v":19.8,"d":"19.80"},{"v":0,"d":"0.00"},{"v":0,"d":"0.0000%"},"I","KCH",90213990]
[689,"XB7.9.2","X02140","P70927","DLP® Multiple Perfusion Sets","Female luer on single inlet leg with 4 legs (12 in, 15 in)","MDC-NL","US","set",{"v":0.2,"d":"20.00%"},23.76,23.76,{"v":0,"d":"0.00"},{"v":0,"d":"0.0000%"},"I","KCH",90213990]
[690,"XB7.9.2","X02163","P70931","DLP® Cardioplegia Needles","Rôzne modely a veľkosti","MDC-NL","US","set",{"v":0.2,"d":"20.00%"},{"v":26.4,"d":"26.40"},{"v":26.4,"d":"26.40"},{"v":0,"d":"0.00"},{"v":0,"d":"0.0000%"},"I","KCH",90213990]
[691,"XB7.9.2","X02143","P70927","DLP® \"Y\" Type Recirculating Adapters","Rôzne modely a veľkosti","MDC-NL","US","set",{"v":0.2,"d":"20.00%"},30.36,30.36,{"v":0,"d":"0.00"},{"v":0,"d":"0.0000%"},"I","KCH",90213990]
[692,"XB7.9.2","X02142","P70927","DLP® Antegrade / Retrograde Adapter","Female luer on single leg","MDC-NL","US","set",{"v":0.2,"d":"20.00%"},30.36,30.36,{"v":0,"d":"0.00"},{"v":0,"d":"0.0000%"},"I","KCH",90213990]
[693,"XB7.9.2","X02141","P70927","DLP® \"Y\" Type Venting Adapters","Rôzne modely a veľkosti","MDC-NL","US","set",{"v":0.2,"d":"20.00%"},31.68,31.68,{"v":0,"d":"0.00"},{"v":0,"d":"0.0000%"},"I","KCH",90213990]
[694,"XB7.9.2","X02240","P70927","DLP® \"Y\" Type Venting Adapters","Rôzne modely a veľkosti","MDC-NL","US","set",{"v":0.2,"d":"20.00%"},31.68,31.68,{"v":0,"d":"0.00"},{"v":0,"d":"0.0000%"},"I","KCH",90213990]
[695,"XB7.9.2","X02164","P70931","MiAR™ Cannulae","Rôzne modely a veľkosti","MDC-NL","US","set",{"v":0.2,"d":"20.00%"},{"v":33,"d":"33.00"},{"v":33,"d":"33.00"},{"v":0,"d":"0.00"},{"v":0,"d":"0.0000%"},"I","KCH",90213990]
[696,"XB7.9.2","X02150","P70927","DLP® Cardioplegia Management Set","Female luer on single leg","MDC-NL","US","set",{"v":0.2,"d":"20.00%"},34.32,34.32,{"v":0,"d":"0.00"},{"v":0,"d":"0.0000%"},"I","KCH",90213990]
[697,"XB7.9.2","X02151","P70927","DLP® \"Y\" Type Adapter","Rôzne modely a veľkosti","MDC-NL","US","set",{"v":0.2,"d":"20.00%"},38.28,38.28,{"v":0,"d":"0.00"},{"v":0,"d":"0.0000%"},"I","KCH",90213990]
[698,"XB7.9.2","X02152","P70927","DLP® \"Y\" Type Special Adapter","Rôzne modely a veľkosti","MDC-NL","US","set",{"v":0.2,"d":"20.00%"},38.28,38.28,{"v":0,"d":"0.00"},{"v":0,"d":"0.0000%"},"I","KCH",90213990]
[699,"XB7.9.2","X02153","P70927","DLP® Extension Line Adapters","Rôzne modely a veľkosti","MDC-NL","US","set",{"v":0.2,"d":"20.00%"},{"v":39.6,"d":"39.60"},{"v":39.6,"d":"39.60"},{"v":0,"d":"0.00"},{"v":0,"d":"0.0000%"},"I","KCH",90213990]
[700,"XB7.9.2","X02171","P86451","Pediatrické kanyly","Rôzne typy a veľkosti","SBI","IT","set",{"v":0.2,"d":"20.00%"},41.58,41.58,{"v":0,"d":"0.00"},{"v":0,"d":"0.0000%"},"I","KCH",90183900]
[701,"XB7.9.2","X02319","P86272","Kanyly kardioplegické","rôzne typy a veľkosti","SBI","IT","set",{"v":0.2,"d":"20.00%"},{"v":42.9,"d":"42.90"},{"v":42.9,"d":"42.90"},{"v":0,"d":"0.00"},{"v":0,"d":"0.0000%"},"I","KCH",90183900]
[702,"XB7.9.2","X02182","P70931","DLP® Aortic root cannulae with Vent Line","Rôzne modely a veľkosti","MDC-NL","US","set",{"v":0.2,"d":"20.00%"},51.48,51.48,{"v":0,"d":"0.00"},{"v":0,"d":"0.0000%"},"I","KCH",90213990]
[703,"XB7.9.2","X02183","P70931","DLP® Coronary Artery Ostial Cannulae","Rôzne modely a veľkosti","MDC-NL","US","set",{"v":0.2,"d":"20.00%"},51.48,51.48,{"v":0,"d":"0.00"},{"v":0,"d":"0.0000%"},"I","KCH",90213990]
[704,"XB7.9.2","X02241","P70931","DLP® Dual Lumen Aortic Root Cannulae with Vent Line","Rôzne modely a veľkosti","MDC-NL","US","set",{"v":0.2,"d":"20.00%"},51.48,51.48,{"v":0,"d":"0.00"},{"v":0,"d":"0.0000%"},"I","KCH",90213990]
[705,"XB7.9.2","X02185","P70931","DLP® High Flow Coronary Artery Ostial Cannulae","Rôzne modely a veľkosti","MDC-NL","US","set",{"v":0.2,"d":"20.00%"},51.48,51.48,{"v":0,"d":"0.00"},{"v":0,"d":"0.0000%"},"I","KCH",90213990]
[706,"XB7.9.2","X02190","P70931","DLP® Silicone Coronary Artery Ostial cannulae","Rôzne modely a veľkosti.","MDC-NL","US","set",{"v":0.1,"d":"10.00%"},52.79,52.79,{"v":0,"d":"0.00"},{"v":0,"d":"0.0000%"},"I","KCH",90213990]
[707,"XB7.9.2","X02156","P70927","DLP® Vein Graft Cannulae","Rôzne modely a veľkosti","MDC-NL","US","set",{"v":0.2,"d":"20.00%"},{"v":52.8,"d":"52.80"},{"v":52.8,"d":"52.80"},{"v":0,"d":"0.00"},{"v":0,"d":"0.0000%"},"I","KCH",90213990]
[708,{"$nulls":3},"XB7.9.3 Kardioplegické sety na retrográdnu kardioplégiu",{"$nulls":10},{"v":279.84,"d":"279.840000"},"set"]
[709,"XB7.9.3","X02320","P86274","Kanyly kardioplegické spätné","rôzne typy a veľkosti","SBI","IT","set",{"v":0.2,"d":"20.00%"},131.74,131.74,{"v":0,"d":"0.00"},{"v":0,"d":"0.0000%"},"I","KCH",90183900]
[710,"XB7.9.3","X02161","P70927","ARISS® Perfusion Switches","Table mount models, Pump mount model","MDC-NL","US","set",{"v":0.2,"d":"20.00%"},143.88,143.88,{"v":0,"d":"0.00"},{"v":0,"d":"0.0000%"},"I","KCH",90213990]
[711,"XB7.9.3","X02211","P70932","DLP® PVC RCSP Cannulae with Auto-Inflate Cuff","Rôzne modely a veľkosti","MDC-NL","US","set",{"v":0.2,"d":"20.00%"},154.44,154.44,{"v":0,"d":"0.00"},{"v":0,"d":"0.0000%"},"I","KCH",90213990]
[712,"XB7.9.3","X02212","P70932","DLP® Silicone RCSP Cannulae with Auto-Inflate Cuff","Rôzne modely a veľkosti","MDC-NL","US","set",{"v":0.2,"d":"20.00%"},154.44,154.44,{"v":0,"d":"0.00"},{"v":0,"d":"0.0000%"},"I","KCH",90213990]
[713,"XB7.9.3","X02303","P70089,P70090","SÚPRAVY NA PODÁVANIE KARDIOPLEGICKÉHO ROZTOKU EDWARDS","Rôzne konfigurácie setov, ktoré sú buď rovné, v tvare „Y\", alebo 4-cestné, a sú pospájané priesvitnými pružnými hadičkami príslušných dĺžok.","EDW","US","set",{"v":0.2,"d":"20.00%"},{"v":170,"d":"170.00"},{"v":170,"d":"170.00"},{"v":0,"d":"0.00"},{"v":0,"d":"0.0000%"},"I","KCH",90183900]
[714,"XB7.9.3","X02217","P70932","Gundry® Silicone RCSP Cannulae with Manual-Inflate Cuff","Rôzne modely a veľkosti","MDC-NL","US","set",{"v":0.2,"d":"20.00%"},229.68,229.68,{"v":0,"d":"0.00"},{"v":0,"d":"0.0000%"},"I","KCH",90213990]
[715,"XB7.9.3","X02216","P70932","DLP® Silicone RCSP Cannulae with Manual-Inflate Cuff","Rôzne modely a veľkosti","MDC-NL","US","set",{"v":0.2,"d":"20.00%"},279.84,279.84,{"v":0,"d":"0.00"},{"v":0,"d":"0.0000%"},"I","KCH",90213990]
[716,"XB7.9.3","X02180","P70932","MiRCSP® Cannulae","Rôzne modely a veľkosti","MDC-NL","US","set",{"v":0.1,"d":"10.00%"},279.84,279.84,{"v":0,"d":"0.00"},{"v":0,"d":"0.0000%"},"I","KCH",90213990]
[717,{"$nulls":3},"XB7.10 Pumpa centrifugal s príslušenstvom",{"$nulls":10},{"v":516.99,"d":"516.990000"},"set"]
[718,"XB7.10","X00827","P76710","Hlava do centrifugálnej pumpy SarnsTM","Sterilná, nepyrogenická, jednorázová hlava do pumpy mimotelovej krvi, ktorá sa používa iba pri kardiopulmonárnych bypasových zákrokoch a výlučne s centrifugálnymi riadiacimi systémami SarnsTM. Ref: 164275, 164275X","TCJ","US","set",{"v":0.2,"d":"20.00%"},374.81,374.81,{"v":0,"d":"0.00"},{"v":0,"d":"0.0000%"},"I","KCH",90189084]
[719,"XB7.10","X03105","P86268","REVOLUTION","Odstredivé krvné čerpadlo","SBI","IT","set",{"v":0.2,"d":"20.00%"},{"v":462,"d":"462.00"},{"v":462,"d":"462.00"},{"v":0,"d":"0.00"},{"v":0,"d":"0.0000%"},"I","KCH",90189084]
[720,"XB7.10","X02275","P69969","ROTAFLOW","odstredivé čerpadlo s prietokovým senzorom","MQT","DE","set",{"v":0.2,"d":"20.00%"},{"v":504,"d":"504.00"},{"v":504,"d":"504.00"},{"v":0,"d":"0.00"},{"v":0,"d":"0.0000%"},"I","KCH",90189084]
[721,"XB7.10","X03396","P93506","Biopumpa krvná centrifugálna s príslušenstvom","rôzne modely","MDC","US","set",{"v":0.2,"d":"20.00%"},515.86,515.86,{"v":0,"d":"0.00"},{"v":0,"d":"0.0000%"},"I","KCH",90189084]
[722,"XB7.10","X00826","P70926","Bio-pump Plus, Bio-Medicus Portable Bypass System (PBS)","Centrifugálna krvná pumpa s bioaktívnou povrchocou vrstvou Carmeda alebo bez nej s biopovrchom Trillium alebo bez neho","MDC","US","set",{"v":0.2,"d":"20.00%"},516.99,516.99,{"v":0,"d":"0.00"},{"v":0,"d":"0.0000%"},"I","KCH",90189084]
[723,{"$nulls":3},"XB7.11.1.1 Aortálne kanyly poťahované",{"$nulls":10},{"v":175.56,"d":"175.560000"},"ks"]
[724,"XB7.11.1.1","X02165","P70931","DLP® Aortic Root Cannulae","Rôzne modely a veľkosti","MDC-NL","US","ks",{"v":0.2,"d":"20.00%"},38.28,38.28,{"v":0,"d":"0.00"},{"v":0,"d":"0.0000%"},"I","CCH, KCH",90213990]
[725,"XB7.11.1.1","X02166","P70931","DLP® Curved Tip Arterial Cannulae","Rôzne modely a veľkosti","MDC-NL","US","ks",{"v":0.2,"d":"20.00%"},38.28,38.28,{"v":0,"d":"0.00"},{"v":0,"d":"0.0000%"},"I","CCH, KCH",90213990]
[726,"XB7.11.1.1","X02167","P70931","DLP® Straight Tip Arterial Cannulae","Rôzne modely a veľkosti","MDC-NL","US","ks",{"v":0.2,"d":"20.00%"},38.28,38.28,{"v":0,"d":"0.00"},{"v":0,"d":"0.0000%"},"I","CCH, KCH",90213990]
[727,"XB7.11.1.1","X02168","P70931","DLP®Flexibile Arch Arterial Cannulae","Rôzne modely a veľkosti","MDC-NL","US","ks",{"v":0.2,"d":"20.00%"},42.24,42.24,{"v":0,"d":"0.00"},{"v":0,"d":"0.0000%"},"I","CCH, KCH",90213990]
[728,"XB7.11.1.1","X02169","P70931","DLP® Curved Tip Arterial Cannulae with Wirewound Body","Rôzne modely a veľkosti","MDC-NL","US","ks",{"v":0.2,"d":"20.00%"},{"v":46.2,"d":"46.20"},{"v":46.2,"d":"46.20"},{"v":0,"d":"0.00"},{"v":0,"d":"0.0000%"},"I","CCH, KCH",90213990]
[729,"XB7.11.1.1","X02170","P70931","Select Series®Straight Tip Arterial Cannulae","Rôzne modely a veľkosti","MDC-NL","US","ks",{"v":0.2,"d":"20.00%"},48.84,48.84,{"v":0,"d":"0.00"},{"v":0,"d":"0.0000%"},"I","CCH, KCH",90213990]
[730,"XB7.11.1.1","X02184","P70931","DLP® Dual Lumen Aortic Root Cannulae with Vent Line","Rôzne modely a veľkosti","MDC-NL","US","ks",{"v":0.2,"d":"20.00%"},51.48,51.48,{"v":0,"d":"0.00"},{"v":0,"d":"0.0000%"},"I","CCH, KCH",90213990]
[731,"XB7.11.1.1","X02186","P70931","DLP®Metal Tip Arterial Cannulae","Rôzne modely a veľkosti","MDC-NL","US","ks",{"v":0.2,"d":"20.00%"},54.12,54.12,{"v":0,"d":"0.00"},{"v":0,"d":"0.0000%"},"I","CCH, KCH",90213990]
[732,"XB7.11.1.1","X02188","P70931","DLP® Curved Tip Arterial Cannulae with One-Piece Wirewound","Rôzne modely a veľkosti","MDC-NL","US","ks",{"v":0.2,"d":"20.00%"},77.88,77.88,{"v":0,"d":"0.00"},{"v":0,"d":"0.0000%"},"I","CCH, KCH",90213990]
[733,"XB7.11.1.1","X02189","P70931","Select 3D® II Arterial Cannulae","Rôzne modely a veľkosti","MDC-NL","US","ks",{"v":0.2,"d":"20.00%"},77.88,77.88,{"v":0,"d":"0.00"},{"v":0,"d":"0.0000%"},"I","CCH, KCH",90213990]
[734,"XB7.11.1.1","X02191","P70931","DLP® Pediatric One-Piece Arterial Cannulae","Rôzne modely a veľkosti","MDC-NL","US","ks",{"v":0.2,"d":"20.00%"},{"v":99,"d":"99.00"},{"v":99,"d":"99.00"},{"v":0,"d":"0.00"},{"v":0,"d":"0.0000%"},"I","CCH, KCH",90213990]
[735,"XB7.11.1.1","X02322","P70931","Select 3D® II Arterial Cannulae Carmeda Bio-Coating","Rôzne modely a veľkosti","MDC-NL","US","ks",{"v":0.2,"d":"20.00%"},105.34,105.34,{"v":0,"d":"0.00"},{"v":0,"d":"0.0000%"},"I","CCH, KCH",90213990]
[736,"XB7.11.1.1","X02193","P70931","EOPA 3D®Arterial Cannulae","Rôzne modely a veľkosti","MDC-NL","US","ks",{"v":0.2,"d":"20.00%"},135.96,135.96,{"v":0,"d":"0.00"},{"v":0,"d":"0.0000%"},"I","CCH, KCH",90213990]
[737,"XB7.11.1.1","X02194","P70931","EOPA® Arterial cannulae","Rôzne modely a veľkosti","MDC-NL","US","ks",{"v":0.2,"d":"20.00%"},135.96,135.96,{"v":0,"d":"0.00"},{"v":0,"d":"0.0000%"},"I","CCH, KCH",90213990]
[738,"XB7.11.1.1","X02198","P70931","EOPA CAP®Arterial Cannulae","Rôzne modely a veľkosti","MDC-NL","US","ks",{"v":0.1,"d":"10.00%"},175.56,175.56,{"v":0,"d":"0.00"},{"v":0,"d":"0.0000%"},"I","CCH, KCH",90213990]
[739,"XB7.11.1.1","X02196","P70931","Select 3D®Arterial Cannulae","Rôzne modely a veľkosti","MDC-NL","US","ks",{"v":0.1,"d":"10.00%"},175.56,175.56,{"v":0,"d":"0.00"},{"v":0,"d":"0.0000%"},"I","CCH, KCH",90213990]
[740,"XB7.11.1.1","X02195","P70931","Select CAP®Arterial Cannulae","Rôzne modely a veľkosti","MDC-NL","US","ks",{"v":0.2,"d":"20.00%"},175.56,175.56,{"v":0,"d":"0.00"},{"v":0,"d":"0.0000%"},"I","CCH, KCH",90213990]
[741,{"$nulls":3},"XB7.11.1.2 Aortálne kanyly nepoťahované",{"$nulls":10},{"v":46.99,"d":"46.990000"},"ks"]
[742,"XB7.11.1.2","X02304","P70091","Arteriálna perfúzna kanyla Edwards","všetky typy podľa priloženej prospektovej dokumentácie","EDW","US","ks",{"v":0.2,"d":"20.00%"},46.99,46.99,{"v":0,"d":"0.00"},{"v":0,"d":"0.0000%"},"I","CCH, KCH",90183900]
[743,{"$nulls":3},"XB7.11.1.3 Aortálne kanyly s filtrom",{"$nulls":10},{"v":570,"d":"570.000000"},"ks"]
[744,"XB7.11.1.3","X02300","P70088","Aortálne kanyly s filtrom Embol X","všetky typy podľa priloženej prospektovej dokumentácie","EDW","US","ks",{"v":0.2,"d":"20.00%"},{"v":570,"d":"570.00"},{"v":570,"d":"570.00"},{"v":0,"d":"0.00"},{"v":0,"d":"0.0000%"},"I","CCH, KCH",90183900]
[745,{"$nulls":3},"XB7.11.1.4 Femorálne arteriálne kanyly poťahované",{"$nulls":10},{"v":252,"d":"252.000000"},"ks"]
[746,"XB7.11.1.4","X03316","P70931","Bio-Medicus® One-Piece Femoral Cannulae Kits","Carmeda Biocoating, rôzne modely a veľkosti","MDC","US","ks",{"v":0.2,"d":"20.00%"},{"v":250.8,"d":"250.80"},{"v":250.8,"d":"250.80"},{"v":0,"d":"0.00"},{"v":0,"d":"0.0000%"},"I","CCH, KCH",90213990]
[747,{"$nulls":3},"XB7.11.1.5 Femorálne areteriálne kanyly nepoťahované",{"$nulls":10},{"v":257.4,"d":"257.400000"},"ks"]
[748,"XB7.11.1.5","X02305","P70091","Femorálna perfúzna kanyla Edwards","všetky typy a veľkosti podľa prospektovej dokumentácie","EDW","US","ks",{"v":0.2,"d":"20.00%"},{"v":180,"d":"180.00"},{"v":180,"d":"180.00"},{"v":0,"d":"0.00"},{"v":0,"d":"0.0000%"},"I","CCH, KCH",90183900]
[749,"XB7.11.1.5","X02200","P70931","Bio-Medicus®One-Piece Femoral Arterial Cannulae","Rôzne modely a veľkosti","MDC-NL","US","ks",{"v":0.1,"d":"10.00%"},257.39,257.39,{"v":0,"d":"0.00"},{"v":0,"d":"0.0000%"},"I","CCH, KCH",90213990]
[750,"XB7.11.1.5","X02197","P70931","DLP® Femoral Arterial Cannulae","Rôzne modely a veľkosti","MDC-NL","US","ks",{"v":0.2,"d":"20.00%"},{"v":257.4,"d":"257.40"},{"v":257.4,"d":"257.40"},{"v":0,"d":"0.00"},{"v":0,"d":"0.0000%"},"I","CCH, KCH",90213990]
[751,{"$nulls":3},"XB7.11.1.6 Kanyly arteriálne ku podpornému systému srdca a pľúc",{"$nulls":10},{"v":316.8,"d":"316.800000"},"ks"]
[752,"XB7.11.1.6","X02326","P71389","HLS kanyla arteriálna","zavádzacie dĺžky 15-23cm, veľkosť 13-23Fr, zavádzací kit s vodiacim drôtom, s aj bez potiahnutia","MQT","DE","ks",{"v":0.2,"d":"20.00%"},{"v":316.8,"d":"316.80"},{"v":316.8,"d":"316.80"},{"v":0,"d":"0.00"},{"v":0,"d":"0.0000%"},"I","CCH, KCH",90183900]
[753,{"$nulls":3},"XB7.11.2.1 Venózne kanyly predsieňové jednostupňové poťahované",{"$nulls":10},{"v":105.34,"d":"105.340000"},"ks"]
[754,"XB7.11.2.1","X02323","P70932","DLP® Single Stage Venous Cannulae Carmeda Bio-Coating","Rôzne modely a veľkosti","MDC-NL","US","ks",{"v":0.2,"d":"20.00%"},105.34,105.34,{"v":0,"d":"0.00"},{"v":0,"d":"0.0000%"},"I","CCH, KCH",90213990]
[755,"XB7.11.2.1","X02324","P70932","DLP® Single Stage Venous Cannulae with Right Angle Metal Tip Carmeda Bio-Coating","Rôzne modely a veľkosti","MDC-NL","US","ks",{"v":0.2,"d":"20.00%"},105.34,105.34,{"v":0,"d":"0.00"},{"v":0,"d":"0.0000%"},"I","CCH, KCH",90213990]
[756,{"$nulls":3},"XB7.11.2.2 Venózne kanyly predsieňové jednostupňové nepoťahované",{"$nulls":10},{"v":84.48,"d":"84.480000"},"ks"]
[757,"XB7.11.2.2","X02202","P70932","DLP® Single Stage Venous Cannulae with Atrial Basket Tip","Rôzne modely a veľkosti","MDC-NL","US","ks",{"v":0.2,"d":"20.00%"},29.04,29.04,{"v":0,"d":"0.00"},{"v":0,"d":"0.0000%"},"I","CCH, KCH",90213990]
[758,"XB7.11.2.2","X02308","P70842","Venózna perfúzna kanyla Edwards","jednostupňové, nepoťahované, všetky veľkosti","EDW","US","ks",{"v":0.2,"d":"20.00%"},38.99,38.99,{"v":0,"d":"0.00"},{"v":0,"d":"0.0000%"},"I","CCH, KCH",90183900]
[759,"XB7.11.2.2","X02173","P86269,P86270,P86272,P86273,P86274","Kanyly","Rôzne typy a veľkosti","SBI","IT","ks",{"v":0.2,"d":"20.00%"},41.58,41.58,{"v":0,"d":"0.00"},{"v":0,"d":"0.0000%"},"I","CCH, KCH",90183900]
[760,"XB7.11.2.2","X02209","P70932","DLP® Single Stage Venous Cannulae","Rôzne modely a veľkosti","MDC-NL","US","ks",{"v":0.2,"d":"20.00%"},47.52,47.52,{"v":0,"d":"0.00"},{"v":0,"d":"0.0000%"},"I","CCH, KCH",90213990]
[761,"XB7.11.2.2","X02208","P70932","DLP® Right Angle Single Stage Venous Cannulae","Rôzne modely a veľkosti","MDC-NL","US","ks",{"v":0.2,"d":"20.00%"},48.84,48.84,{"v":0,"d":"0.00"},{"v":0,"d":"0.0000%"},"I","CCH, KCH",90213990]
[762,"XB7.11.2.2","X02207","P70932","DLP® Single Stage Venous Cannulae with Right Angle Metal Tip","Rôzne modely a veľkosti","MDC-NL","US","ks",{"v":0.2,"d":"20.00%"},60.72,60.72,{"v":0,"d":"0.00"},{"v":0,"d":"0.0000%"},"I","CCH, KCH",90213990]
[763,"XB7.11.2.2","X02210","P70932","DLP® Silicone Single Stage Venous Cannulae with inflatable cuff","Rôzne modely a veľkosti","MDC-NL","US","ks",{"v":0.1,"d":"10.00%"},84.46,84.46,{"v":0,"d":"0.00"},{"v":0,"d":"0.0000%"},"I","CCH, KCH",90213990]
[764,"XB7.11.2.2","X02203","P70932","DLP® VAD Cannula for Ventricular Assist","Rôzne modely a veľkosti","MDC-NL","US","ks",{"v":0.2,"d":"20.00%"},84.48,84.48,{"v":0,"d":"0.00"},{"v":0,"d":"0.0000%"},"I","CCH, KCH",90213990]
[765,{"$nulls":3},"XB7.11.2.3 Venózne kanyly predsieňové dvojstupňové poťahované",{"$nulls":10},{"v":105.34,"d":"105.340000"},"ks"]
[766,"XB7.11.2.3","X02205","P70932","VC2™ Atrial Caval Venous Cannulae","Rôzne modely a veľkosti","MDC-NL","US","ks",{"v":0.2,"d":"20.00%"},62.04,62.04,{"v":0,"d":"0.00"},{"v":0,"d":"0.0000%"},"I","CCH, KCH",90213990]
[767,"XB7.11.2.3","X02325","P70932","MC2® Two Stage Venous Cannulae Carmeda Bio-Coating","Rôzne modely a veľkosti","MDC-NL","US","ks",{"v":0.2,"d":"20.00%"},105.34,105.34,{"v":0,"d":"0.00"},{"v":0,"d":"0.0000%"},"I","CCH, KCH",90213990]
[768,{"$nulls":3},"XB7.11.2.4 Venózne kanyly predsieňové dvojstupňové nepoťahované",{"$nulls":10},{"v":62.04,"d":"62.040000"},"ks"]
[769,"XB7.11.2.4","X05183","P70932","Kanyla venózna","MC2 Two-Stage nepoťahovaná, rôzne modely","MDT","US","ks",{"v":0.2,"d":"20.00%"},38.95,38.95,{"v":0,"d":"0.00"},{"v":0,"d":"0.0000%"},"I","CCH, KCH",90183900]
[770,"XB7.11.2.4","X02309","P70842","Venózna perfúzna kanyla Edwards","dvojstupňové, nepoťahované, všetky veľkosti","EDW","US","ks",{"v":0.2,"d":"20.00%"},38.99,38.99,{"v":0,"d":"0.00"},{"v":0,"d":"0.0000%"},"I","CCH, KCH",90183900]
[771,{"$nulls":3},"XB7.11.2.5 Venózne kanyly tvarovateľné",{"$nulls":10},{"v":293.04,"d":"293.040000"},"ks"]
[772,"XB7.11.2.5","X02204","P70932","DLP® Malleable Single Stage Venous Cannulae","Rôzne modely a veľkosti","MDC-NL","US","ks",{"v":0.2,"d":"20.00%"},77.88,77.88,{"v":0,"d":"0.00"},{"v":0,"d":"0.0000%"},"I","CCH, KCH",90213990]
[773,"XB7.11.2.5","X02215","P70932","Ultraflex® Venous Cannulae","Rôzne modely a veľkostií","MDC-NL","US","ks",{"v":0.2,"d":"20.00%"},293.04,293.04,{"v":0,"d":"0.00"},{"v":0,"d":"0.0000%"},"I","CCH, KCH",90213990]
[774,{"$nulls":3},"XB7.11.2.6 Venózne femorálne kanyly dvojstupňové poťahované",{"$nulls":10},{"v":570,"d":"570.000000"},"ks"]
[775,"XB7.11.2.6","X02213","P70932","DLP® Femoral Venous Cannulae","Rôzne modely a veľkosti","MDC-NL","US","ks",{"v":0.2,"d":"20.00%"},364.32,364.32,{"v":0,"d":"0.00"},{"v":0,"d":"0.0000%"},"I","CCH, KCH",90213990]
[776,"XB7.11.2.6","X03498","P94048","Kanyla Bio-Medicus Next Gen so zavádzačom","pre dospelých / pre deti; rôzne modely, veľkosti a rozmery","MDT","US","ks",{"v":0.2,"d":"20.00%"},{"v":567.6,"d":"567.60"},{"v":567.6,"d":"567.60"},{"v":0,"d":"0.00"},{"v":0,"d":"0.0000%"},"I","CCH, KCH",90183900]
[777,"XB7.11.2.6","X03319","P70932","Bio-Medicus® Femoral Venous Cannulae","Carmeda Biocoating, rôzne modely a veľkosti","MDC","US","ks",{"v":0.2,"d":"20.00%"},{"v":569,"d":"569.00"},{"v":569,"d":"569.00"},{"v":0,"d":"0.00"},{"v":0,"d":"0.0000%"},"I","CCH, KCH",90213990]
[778,{"$nulls":3},"XB7.11.2.7 Venózne femorálne kanyly dvojstupňové nepoťahované",{"$nulls":10},{"v":693,"d":"693.000000"},"ks"]
[779,"XB7.11.2.7","X02310","P70842","Femorálna perfúzna kanyla Edwards","všetky typy a veľkosti podľa prospektovej dokumentácie","EDW","US","ks",{"v":0.2,"d":"20.00%"},{"v":399,"d":"399.00"},{"v":399,"d":"399.00"},{"v":0,"d":"0.00"},{"v":0,"d":"0.0000%"},"I","CCH, KCH",90183900]
[780,"XB7.11.2.7","X02181","P70932","Carpentier Bi-Caval Femoral Venous Cannulae","Rôzne modely a veľkosti","MDC-NL","US","ks",{"v":0.2,"d":"20.00%"},459.36,459.36,{"v":0,"d":"0.00"},{"v":0,"d":"0.0000%"},"I","CCH, KCH",90213990]
[781,"XB7.11.2.7","X02172","P86271","Femorálna žilová kanyla","rôzne veľkosti","SBI","IT","ks",{"v":0.2,"d":"20.00%"},{"v":501.6,"d":"501.60"},{"v":501.6,"d":"501.60"},{"v":0,"d":"0.00"},{"v":0,"d":"0.0000%"},"I","CCH, KCH",90183900]
[782,"XB7.11.2.7","X03317","P70932","Bio-Medicus® Femoral Venous Cannulae","rôzne modely a veľkosti","MDC","US","ks",{"v":0.2,"d":"20.00%"},{"v":567.6,"d":"567.60"},{"v":567.6,"d":"567.60"},{"v":0,"d":"0.00"},{"v":0,"d":"0.0000%"},"I","CCH, KCH",90213990]
[783,"XB7.11.2.7","X03318","P70932","Bio-Medicus®Multi-Stage Femoral Venous Cannulae w.Percutaneous Kit","rôzne modely a veľkosti","MDC","US","ks",{"v":0.2,"d":"20.00%"},{"v":567.6,"d":"567.60"},{"v":567.6,"d":"567.60"},{"v":0,"d":"0.00"},{"v":0,"d":"0.0000%"},"I","CCH, KCH",90213990]
[784,"XB7.11.2.7","X02201","P70931","DLP® Femoral Cannulae and Insertion Kits","Rôzne modely a veľkosti","MDC-NL","US","ks",{"v":0.2,"d":"20.00%"},{"v":693,"d":"693.00"},{"v":693,"d":"693.00"},{"v":0,"d":"0.00"},{"v":0,"d":"0.0000%"},"I","CCH, KCH",90213990]
[785,{"$nulls":3},"XB7.11.2.8 Venózne femorálne kanyly viacstupňové poťahované",{"$nulls":10},{"v":295.68,"d":"295.680000"},"ks"]
[786,"XB7.11.2.8","X02214","P70932","MC2X® Three Stage Venous Cannulae","Rôzne modely a veľkosti","MDC-NL","US","ks",{"v":0.2,"d":"20.00%"},295.68,295.68,{"v":0,"d":"0.00"},{"v":0,"d":"0.0000%"},"I","CCH, KCH",90213990]
[787,{"$nulls":3},"XB7.11.2.9 Kanyly venózne ku podpornému systému srdca a pľúc",{"$nulls":10},{"v":475.2,"d":"475.200000"},"ks"]
[788,"XB7.11.2.9","X02177","P71389","HLS kanyla venózna","zavádzacie dĺžky 38-55cm, veľkosť 19-29Fr, zavádzací kit s vodiacim drôtom, s aj bez potiahnutia","MQT","DE","ks",{"v":0.2,"d":"20.00%"},{"v":475.2,"d":"475.20"},{"v":475.2,"d":"475.20"},{"v":0,"d":"0.00"},{"v":0,"d":"0.0000%"},"I","CCH, KCH",90183900]
[789,{"$nulls":3},"XB7.11.4 Odsávače",{"$nulls":10},{"v":55.44,"d":"55.440000"},"ks"]
[790,"XB7.11.4","X02139","P70927","DLP® Pericardial Sumps","Rôzne modely a veľkosti","MDC-NL","US","ks",{"v":0.2,"d":"20.00%"},21.12,21.12,{"v":0,"d":"0.00"},{"v":0,"d":"0.0000%"},"I","CCH, KCH",90213990]
[791,"XB7.11.4","X02145","P70927","DLP® Cardiac Suction Tubes","Rôzne modely a veľkosti","MDC-NL","US","ks",{"v":0.2,"d":"20.00%"},{"v":26.4,"d":"26.40"},{"v":26.4,"d":"26.40"},{"v":0,"d":"0.00"},{"v":0,"d":"0.0000%"},"I","CCH, KCH",90213990]
[792,"XB7.11.4","X02144","P70927","DLP® Pericardial/Intracardiac Sumps","Rôzne modely a veľkosti","MDC-NL","US","ks",{"v":0.2,"d":"20.00%"},{"v":26.4,"d":"26.40"},{"v":26.4,"d":"26.40"},{"v":0,"d":"0.00"},{"v":0,"d":"0.0000%"},"I","CCH, KCH",90213990]
[793,"XB7.11.4","X02146","P70927","DLP® Aortic Air Aspirating Needle","Rôzne modely a veľkosti","MDC-NL","US","ks",{"v":0.2,"d":"20.00%"},31.68,31.68,{"v":0,"d":"0.00"},{"v":0,"d":"0.0000%"},"I","CCH, KCH",90213990]
[794,"XB7.11.4","X02147","P70927","DLP® Intracardiac Sumps","Rôzne modely a veľkosti","MDC-NL","US","ks",{"v":0.2,"d":"20.00%"},31.68,31.68,{"v":0,"d":"0.00"},{"v":0,"d":"0.0000%"},"I","CCH, KCH",90213990]
[795,"XB7.11.4","X02160","P70927","DLP® Intracardiac Suction Tubes","Rôzne modely a veľkosti","MDC-NL","US","ks",{"v":0.2,"d":"20.00%"},42.24,42.24,{"v":0,"d":"0.00"},{"v":0,"d":"0.0000%"},"I","CCH, KCH",90213990]
[796,"XB7.11.4","X02159","P70927","DLP® Rigid Suction Tubes","Rôzne modely a veľkosti","MDC-NL","US","ks",{"v":0.2,"d":"20.00%"},42.24,42.24,{"v":0,"d":"0.00"},{"v":0,"d":"0.0000%"},"I","CCH, KCH",90213990]
[797,"XB7.11.4","X02157","P70927","DLP® Left Heart Vent Catheters","Rôzne modely a veľkosti","MDC-NL","US","ks",{"v":0.2,"d":"20.00%"},47.52,47.52,{"v":0,"d":"0.00"},{"v":0,"d":"0.0000%"},"I","CCH, KCH",90213990]
[798,"XB7.11.4","X02155","P70927","DLP® Pulmonary Artery Vent Cannulae","Rôzne modely a veľkosti","MDC-NL","US","ks",{"v":0.2,"d":"20.00%"},55.44,55.44,{"v":0,"d":"0.00"},{"v":0,"d":"0.0000%"},"I","CCH, KCH",90213990]
[799,{"$nulls":3},"XB8.1 Zavádzače a zavádzacie sety pre angiografie a perkutánne rádiologické intervencie"]
[800,{"$nulls":3},"XB8.1.1 Zavádzače a zavádzacie sety pre angiografie a perkutánne rádiologické intervencie krátke do 10 cm",{"$nulls":10},{"v":24.93,"d":"24.930000"},"ks"]
[801,"XB8.1.1","X02456","P52767","Zavádzač Radifocus Introducer II","Kit B, dĺžka do 10 cm","TCJ","JP","ks",{"v":0.2,"d":"20.00%"},24.93,24.93,{"v":0,"d":"0.00"},{"v":0,"d":"0.0000%"},"I","KAR, RAT",90189084]
[802,"XB8.1.1","X02455","P52767","Zavádzač Radifocus Introducer II","Kit C, dĺžka do 10 cm","TCJ","JP","ks",{"v":0.2,"d":"20.00%"},24.93,24.93,{"v":0,"d":"0.00"},{"v":0,"d":"0.0000%"},"I","KAR, RAT",90189084]
[803,{"$nulls":3},"XB8.1.2 Zavádzače a zavádzacie sety pre angiografie a perkutánne rádiologické intervencie krátke 10 - 25 cm",{"$nulls":10},{"v":43.81,"d":"43.810000"},"ks"]
[804,"XB8.1.2","X02516","P74993","Zavádzač Input","rôzne modely (TS, PS) a veľkosti","MDC","US","ks",{"v":0.2,"d":"20.00%"},{"v":29.9,"d":"29.90"},{"v":29.9,"d":"29.90"},{"v":0,"d":"0.00"},{"v":0,"d":"0.0000%"},"I","KAR, RAT",90183900]
[805,"XB8.1.2","X02545","P80563","Zavádzací set s vodičom AngioGate","AngioGate HV všetky velkosti","KML","GB","ks",{"v":0.2,"d":"20.00%"},33.66,33.66,{"v":0,"d":"0.00"},{"v":0,"d":"0.0000%"},"I","KAR, RAT",90183900]
[806,"XB8.1.2","X02462","P58202","Súprava zavádzacia arteriálna Intradyn","F4, F5, F6, F7","BME","DE","ks",{"v":0.2,"d":"20.00%"},38.94,38.94,{"v":0,"d":"0.00"},{"v":0,"d":"0.0000%"},"I","KAR, RAT",90183900]
[807,"XB8.1.2","X03430","P60505","Ultimum, Ultimum EV","hemostatický zavádzací set, hrúbky 4-12F, dĺžky 5-23cm","SJM","US","ks",{"v":0.2,"d":"20.00%"},40.92,40.92,{"v":0,"d":"0.00"},{"v":0,"d":"0.0000%"},"I","KAR, RAT",90183900]
[808,"XB8.1.2","X03812","P95241","Zavádzač puzdrový / dilatátor cievny Prelude","Prelude Radial","MME","US","ks",{"v":0.2,"d":"20.00%"},{"v":42,"d":"42.00"},{"v":42,"d":"42.00"},{"v":0,"d":"0.00"},{"v":0,"d":"0.0000%"},"I","KAR, RAT",90183900]
[809,"XB8.1.2","X01053","P77187","Zavádzače Medikit Super Sheat","Super Sheat R/O, Super Sheat XXL","TOG","JP","ks",{"v":0.2,"d":"20.00%"},43.81,43.81,{"v":0,"d":"0.00"},{"v":0,"d":"0.0000%"},"I","KAR, RAT",90183900]
[810,"XB8.1.2","X02525","P77187","Zavádzače Medikit Super Sheat.","Super Sheat R/O, Super Sheat XXL","TOG","JP","ks",{"v":0.2,"d":"20.00%"},43.81,43.81,{"v":0,"d":"0.00"},{"v":0,"d":"0.0000%"},"I","KAR, RAT",90183900]
[811,"XB8.1.2","X02457","P52767","Zavádzač Radifocus Introducer II","Kit B, dĺžka od 10 do 25 cm","TCJ","JP","ks",{"v":0.2,"d":"20.00%"},48.15,43.81,4.34,{"v":0.090135,"d":"9.0135%"},"S","KAR, RAT",90189084]
[812,"XB8.1.2","X02458","P52767","Zavádzač Radifocus Introducer II","Kit C, dĺžka od 10 do 25 cm","TCJ","JP","ks",{"v":0.2,"d":"20.00%"},48.15,43.81,4.34,{"v":0.090135,"d":"9.0135%"},"S","KAR, RAT",90189084]
[813,{"$nulls":3},"XB8.1.3 Zavádzače a zavádzacie sety pre angiografie a perkutánne rádiologické intervencie - predĺžené 26 - 45 cm",{"$nulls":10},{"v":132,"d":"132.000000"},"ks"]
[814,"XB8.1.3","X02625","P86478","Púzdro zavádzacie Fortress","4F, 5F, 6F","XBT","CH","ks",{"v":0.2,"d":"20.00%"},{"v":99,"d":"99.00"},{"v":99,"d":"99.00"},{"v":0,"d":"0.00"},{"v":0,"d":"0.0000%"},"I","KAR, RAT",90180390]
[815,"XB8.1.3","X02613","P84815,P80835,P80836","Cievny zavádzač (CSI) Brite Tip, Long sheath","rôzne veľkosti","CDS","US","ks",{"v":0.2,"d":"20.00%"},{"v":115.8,"d":"115.80"},{"v":115.8,"d":"115.80"},{"v":0,"d":"0.00"},{"v":0,"d":"0.0000%"},"I","KAR, RAT",90183900]
[816,"XB8.1.3","X01060","P39025,P80356,P80357,P84815","Závadzače k angiograf. katétrom - BriteTip, AVANTI+","rôzne typy","CDS-US","US","ks",{"v":0.2,"d":"20.00%"},117.48,117.48,{"v":0,"d":"0.00"},{"v":0,"d":"0.0000%"},"I","KAR, RAT",90183900]
[817,"XB8.1.3","X01256","P84495","Zavádzací set s príslušenstvom KIMAL","s príslušenstvom, na mieru, podľa požiadaviek konkrétneho pracoviska","KML","GB","ks",{"v":0.2,"d":"20.00%"},{"v":132,"d":"132.00"},{"v":132,"d":"132.00"},{"v":0,"d":"0.00"},{"v":0,"d":"0.0000%"},"I","KAR, RAT",90183900]
[818,"XB8.1.3","X03355","P80251","Zavádzacie súpravy Flexor","Flexor predĺžené 26 - 45 cm","COK","US","ks",{"v":0.2,"d":"20.00%"},{"v":132,"d":"132.00"},{"v":132,"d":"132.00"},{"v":0,"d":"0.00"},{"v":0,"d":"0.0000%"},"I","KAR, RAT",90183900]
[819,"XB8.1.3","X02528","P77644","Vypletané zavádzacie sety Destination","45 cm","TCJ","JP","ks",{"v":0.2,"d":"20.00%"},138.27,{"v":132,"d":"132.00"},6.27,{"v":0.045346000000000004,"d":"4.5346%"},"S","KAR, RAT",90189084]
[820,"XB8.1.3","X02527","P77644","Vypletané zavádzacie sety Destination","45cm","TMC","US","ks",{"v":0.2,"d":"20.00%"},138.27,{"v":132,"d":"132.00"},6.27,{"v":0.045346000000000004,"d":"4.5346%"},"S","KAR, RAT",90189084]
[821,"XB8.1.3","X02602","P83080","Vodiaci zavadzač s odnim. chlopňou vypletaný AccuFlex","dlžky do 45cm vr.","BPR","US","ks",{"v":0.2,"d":"20.00%"},142.56,{"v":132,"d":"132.00"},10.56,{"v":0.074074,"d":"7.4074%"},"S","KAR, RAT",90183900]
[822,{"$nulls":3},"XB8.1.4 Zavádzače a zavádzacie sety pre angiografie a perkutánne rádiologické intervencie - predĺžené 46 - 65 cm",{"$nulls":10},{"v":185.21,"d":"185.210000"},"ks"]
[823,"XB8.1.4","X03356","P80251","Zavádzacie súpravy FlexorZavádzacie súpravy Flexor","Flexor predĺžené 46 - 65 cm","COK","US","ks",{"v":0.2,"d":"20.00%"},{"v":181.5,"d":"181.50"},{"v":181.5,"d":"181.50"},{"v":0,"d":"0.00"},{"v":0,"d":"0.0000%"},"I","KAR, RAT",90183900]
[824,"XB8.1.4","X02529","P77644","Vypletané zavádzacie sety Destination","65cm","TMC","US","ks",{"v":0.2,"d":"20.00%"},185.21,185.21,{"v":0,"d":"0.00"},{"v":0,"d":"0.0000%"},"I","KAR, RAT",90189084]
[825,{"$nulls":3},"XB8.1.5 Zavádzače a zavádzacie sety pre angiografie a perkutánne rádiologické intervencie - dlhé",{"$nulls":10},{"v":238.92,"d":"238.920000"},"ks"]
[826,"XB8.1.5","X02565","P92698","Vodiaci zavadzač s odnim. chlopňou vypletaný DuraSheath","všetky veľkosti","CNM","DE","ks",{"v":0.2,"d":"20.00%"},167.64,167.64,{"v":0,"d":"0.00"},{"v":0,"d":"0.0000%"},"I","KAR, RAT",90183900]
[827,"XB8.1.5","X02604","P83080","Vodiaci zavadzač s odnim. chlopňou vypletaný AccuFlex","dlžky 65 - 90cm","BPR","US","ks",{"v":0.2,"d":"20.00%"},174.24,174.24,{"v":0,"d":"0.00"},{"v":0,"d":"0.0000%"},"I","KAR, RAT",90183900]
[828,"XB8.1.5","X02531","P77644","Vypletané zavádzacie sety Destination","90 cm","TCJ","JP","ks",{"v":0.2,"d":"20.00%"},220.32,220.32,{"v":0,"d":"0.00"},{"v":0,"d":"0.0000%"},"I","KAR, RAT",90189084]
[829,"XB8.1.5","X02530","P77644","Vypletané zavádzacie sety Destination","90cm","TMC","US","ks",{"v":0.2,"d":"20.00%"},220.32,220.32,{"v":0,"d":"0.00"},{"v":0,"d":"0.0000%"},"I","KAR, RAT",90189084]
[830,"XB8.1.5","X03357","P80251","Zavádzacie súpravy Flexor","Flexor nad 65","COK","US","ks",{"v":0.2,"d":"20.00%"},{"v":231,"d":"231.00"},{"v":231,"d":"231.00"},{"v":0,"d":"0.00"},{"v":0,"d":"0.0000%"},"I","KAR, RAT",90183900]
[831,"XB8.1.5","X03682","P94702","Plášť zavádzací Chariot","na zavádzanie ZP do periférnych ciev, rôzne typy a veľkosti","BSC","US","ks",{"v":0.2,"d":"20.00%"},238.92,238.92,{"v":0,"d":"0.00"},{"v":0,"d":"0.0000%"},"I","KAR, RAT",90183900]
[832,"XB8.1.5","X03063","P72335","Zavádzač vodiací BALT IVA","rôzné priemery a dlžky","BEX","FR","ks",{"v":0.2,"d":"20.00%"},238.92,238.92,{"v":0,"d":"0.00"},{"v":0,"d":"0.0000%"},"I","KAR, RAT",90183900]
[833,"XB8.1.5","X03358","P80251","Zavádzače Flexor Tuohy-Borst","rôzne veľkosti","COK","US","ks",{"v":0.2,"d":"20.00%"},{"v":264,"d":"264.00"},238.92,25.08,{"v":0.095,"d":"9.5000%"},"S","KAR, RAT",90183900]
[834,{"$nulls":3},"XB8.1.6 Zavádzače a zavádzacie sety pre angiografie a perkutánne rádiologické intervencie pre aortálne intervencie (XL)",{"$nulls":10},{"v":204.6,"d":"204.600000"},"ks"]
[835,"XB8.1.6","X01267","P60505","Ultimum EV","zavádzací set, hrúbky  12-22F, dĺžky 25-35cm","SJM","US","ks",{"v":0.2,"d":"20.00%"},{"v":138.6,"d":"138.60"},{"v":138.6,"d":"138.60"},{"v":0,"d":"0.00"},{"v":0,"d":"0.0000%"},"I","KAR, RAT",90183900]
[836,"XB8.1.6","X02670","P91126","Sentrant","systém na zavádzanie stengraftov, TAVI, rôzne modely a veľkosti","MDC","US","ks",{"v":0.2,"d":"20.00%"},{"v":204.6,"d":"204.60"},{"v":204.6,"d":"204.60"},{"v":0,"d":"0.00"},{"v":0,"d":"0.0000%"},"I","KAR, RAT",90183900]
[837,{"$nulls":3},"XB8.1.7 Zavádzače a zavádzacie sety pre angiografie a perkutánne rádiologické intervencie – inside-out prístup cez femorálnu žilu",{"$nulls":10},{"v":4870.8,"d":"4,870.800000"},"ks"]
[838,"XB8.1.7","X05136","P1519A","Systém katétrový prístupový Surfacer Inside-Out",null,"BUS","US","ks",{"v":0.2,"d":"20.00%"},{"v":4870.8,"d":"4,870.80"},{"v":4870.8,"d":"4,870.80"},{"v":0,"d":"0.00"},{"v":0,"d":"0.0000%"},"I","ANG, KAR, RAT",90183900]
[839,{"$nulls":3},"XB8.1.8 Zavádzače a zavádzacie sety pre angiografie a perkutánne rádiologické intervencie drenážne",{"$nulls":10},{"v":212.52,"d":"212.520000"},"ks"]
[840,"XB8.1.8","X02616","P85614","Drenážny zavádzací set, koaxialný systém POSI-STICK","všetky konfigurácie","GLT","US","ks",{"v":0.2,"d":"20.00%"},212.52,212.52,{"v":0,"d":"0.00"},{"v":0,"d":"0.0000%"},"I","KAR, RAT",90183900]
[841,{"$nulls":3},"XB8.2 Vodiče a mikrovodiče pre angiografie a perkutánne rádiologické intervencie"]
[842,{"$nulls":3},"XB8.2.1 Vodiče a mikrovodiče pre angiografie a perkutánne rádiologické intervencie základné 0.035",{"$nulls":10},{"v":32.34,"d":"32.340000"},"ks"]
[843,"XB8.2.1","X02461","P58182","Drôty vodiace angiografické Angiodyn","priemer 0,035/0,89mm, dĺžka 150-260mm, J-tip alebo Streight tip","BME","DE","ks",{"v":0.2,"d":"20.00%"},28.29,28.29,{"v":0,"d":"0.00"},{"v":0,"d":"0.0000%"},"I","KAR, RAT",90183900]
[844,"XB8.2.1","X02541","P80471","Drôt vodiaci","angiografický, Bentson a Rosen","BIR","IL","ks",{"v":0.2,"d":"20.00%"},28.38,28.38,{"v":0,"d":"0.00"},{"v":0,"d":"0.0000%"},"I","KAR, RAT",90189084]
[845,"XB8.2.1","X02504","P73434,P77223","Drôt voiaci Starter. Drôt vodiaci angiografický Schneider.","Štandardný, s príslušenstvom, rôzne typy. PTFE, rôzne typy a dĺžky.","LRM","US","ks",{"v":0.2,"d":"20.00%"},32.34,32.34,{"v":0,"d":"0.00"},{"v":0,"d":"0.0000%"},"I","KAR, RAT",90183900]
[846,"XB8.2.1","X02460","P58077","Vodiče Argon ocelové/PTFE",null,"AGN","US","ks",{"v":0.2,"d":"20.00%"},32.34,32.34,{"v":0,"d":"0.00"},{"v":0,"d":"0.0000%"},"I","KAR, RAT",90183900]
[847,"XB8.2.1","X02438","P34347","Vodiče hydrofilné Guide Wire M","štandardné RF-GA, RF-GS, dĺžky 50-180 cm","TCJ","JP","ks",{"v":0.2,"d":"20.00%"},33.58,32.34,1.24,{"v":0.036927,"d":"3.6927%"},"S","KAR, RAT",90189084]
[848,"XB8.2.1","X02536","P77991,P90832","Vodič ACCOAT Seldinger/Bentson/Movable/Lunderquist/HB/Schüller",".018\"-.038\" všetky konfigurácie","SPM","DK","ks",{"v":0.2,"d":"20.00%"},{"v":36.3,"d":"36.30"},32.34,3.96,{"v":0.10909100000000001,"d":"10.9091%"},"S","KAR, RAT",90183900]
[849,"XB8.2.1","X02439","P34347","Vodiče hydrofilné Guide Wire M","tvarovateľné a J-typ","TCJ","JP","ks",{"v":0.2,"d":"20.00%"},{"v":39.6,"d":"39.60"},32.34,7.26,{"v":0.18333300000000002,"d":"18.3333%"},"S","KAR, RAT",90189084]
[850,"XB8.2.1","X02440","P34347","Vodiče hydrofilné Guide Wire M","Stiff type RF-PA, RF-PS","TCJ","JP","ks",{"v":0.2,"d":"20.00%"},43.44,32.34,{"v":11.1,"d":"11.10"},{"v":0.255525,"d":"25.5525%"},"S","KAR, RAT",90189084]
[851,{"$nulls":3},"XB8.2.2 Vodiče a mikrovodiče pre angiografie a perkutánne rádiologické intervencie špeciálne (napr. pre aortálne intervencie) 0.035",{"$nulls":10},{"v":134.9,"d":"134.900000"},"ks"]
[852,"XB8.2.2","X04340","P97571","Drôt vodiaci endoskopický Maxxwire","priemer 0.035\", dĺžka 180 - 260 cm, Super Stiff, Straight Tip","MME","US","ks",{"v":0.2,"d":"20.00%"},{"v":107,"d":"107.00"},{"v":107,"d":"107.00"},{"v":0,"d":"0.00"},{"v":0,"d":"0.0000%"},"I","KAR, RAT, URO",90183900]
[853,"XB8.2.2","X02444","P34747","Drôt vodiaci hydrofilný ZIPWire.","urologický / rádiologický, rôzne typy","LRM","US","ks",{"v":0.2,"d":"20.00%"},111.61,111.61,{"v":0,"d":"0.00"},{"v":0,"d":"0.0000%"},"I","KAR, RAT, URO",90183900]
[854,"XB8.2.2","X02524","P76679","Vodič intervenčný Angioflex HF, Amplatz, Interflex 018",".018\"-.038\" všetky konfigurácie","KML","GB","ks",{"v":0.2,"d":"20.00%"},{"v":132,"d":"132.00"},{"v":132,"d":"132.00"},{"v":0,"d":"0.00"},{"v":0,"d":"0.0000%"},"I","KAR, RAT, URO",90183900]
[855,"XB8.2.2","X02450","P41168,P41171,P52604,P54108,P89103,P91219,P68808","Vodiče periférne HT Supracore, HT Steelcore, HT Spartacore, HT Command, HT Pilot, HT Winn","vodiče v dĺžkach 130, 145, 190 a 300cm, stainless steel, durasteel a hybrid SS a nitinolu","ABT","US","ks",{"v":0.2,"d":"20.00%"},134.64,134.64,{"v":0,"d":"0.00"},{"v":0,"d":"0.0000%"},"I","KAR, RAT, URO",90183900]
[856,"XB8.2.2","X02673","P91392","Hydrofilné vodiče Blackwire",null,"BTQ","TW","ks",{"v":0.2,"d":"20.00%"},{"v":145.2,"d":"145.20"},{"v":134.9,"d":"134.90"},{"v":10.3,"d":"10.30"},{"v":0.070937,"d":"7.0937%"},"S","KAR, RAT, URO",90183900]
[857,"XB8.2.2","X02647","P88885","Vodič intervenčný periférný nitinolový Selectiva",".018\"-.035\" všetky konfigurácie, vr. verzie SB","NMT","US","ks",{"v":0.2,"d":"20.00%"},147.84,{"v":134.9,"d":"134.90"},12.94,{"v":0.08752700000000001,"d":"8.7527%"},"S","KAR, RAT, URO",90183900]
[858,{"$nulls":3},"XB8.2.3 Vodiče a mikrovodiče pre angiografie a perkutánne rádiologické intervencie špeciálne (napr. pre aortálne intervencie) 0.035",{"$nulls":10},{"v":265.2,"d":"265.200000"},"ks"]
[859,"XB8.2.3","X03124","P91456","ZAVÁDZACIE DRÔTY - TORQUE, ULTRA TORQUE Blue Wire, Black Wire","všetky veľkosti a modely podľa špecifikácie","BAR","DE","ks",{"v":0.2,"d":"20.00%"},142.74,142.74,{"v":0,"d":"0.00"},{"v":0,"d":"0.0000%"},"I","KAR, RAT",90183900]
[860,"XB8.2.3","X02446","P38889,P59898,P38874","Ovládateľné vodiace drôty Storq, Jindo, SV Wire","rôzne priemery a dĺžky","CDS","US","ks",{"v":0.2,"d":"20.00%"},182.16,182.16,{"v":0,"d":"0.00"},{"v":0,"d":"0.0000%"},"I","KAR, RAT",90183900]
[861,"XB8.2.3","X02641","P88654","Vodič Glidewire Advantage","periférny","TCJ","JP","ks",{"v":0.2,"d":"20.00%"},{"v":210,"d":"210.00"},{"v":210,"d":"210.00"},{"v":0,"d":"0.00"},{"v":0,"d":"0.0000%"},"I","KAR, RAT",90189084]
[862,"XB8.2.3","X03139","P92313","Drôt vodiaci LOKUM","Lunderquist, Amplatz, rôzne rozmery","AAH","DE","ks",{"v":0.2,"d":"20.00%"},243.54,243.54,{"v":0,"d":"0.00"},{"v":0,"d":"0.0000%"},"I","KAR, RAT",90183900]
[863,"XB8.2.3","X03325","P72710","Vodiace drôty Roadrunner, Heavy Duty, Rosen, Amplatz, Lundrquist","rôzne veľkosti a konfigurácie","COK","US","ks",{"v":0.2,"d":"20.00%"},{"v":253,"d":"253.00"},{"v":253,"d":"253.00"},{"v":0,"d":"0.00"},{"v":0,"d":"0.0000%"},"I","KAR, RAT",90183900]
[864,"XB8.2.3","X02452","P52662","Drôt vodiaci Archer","aortálny, rôzne modely a veľkosti","MDC","US","ks",{"v":0.2,"d":"20.00%"},{"v":264,"d":"264.00"},{"v":264,"d":"264.00"},{"v":0,"d":"0.00"},{"v":0,"d":"0.0000%"},"I","KAR, RAT",90183900]
[865,"XB8.2.3","X02568","P82489","Drôt vodiaci nitinolový BabyWire",null,"EV3","US","ks",{"v":0.2,"d":"20.00%"},{"v":265.2,"d":"265.20"},{"v":265.2,"d":"265.20"},{"v":0,"d":"0.00"},{"v":0,"d":"0.0000%"},"I","KAR, RAT",90183900]
[866,"XB8.2.3","X02626","P86724,P81820,P81903,P81961","Drôt vodiaci Platinum SS / Platinum Nitinol. Drôt vodiaci Back-up Meier a V-18. Vodič Amplatz Super Stiff. Drôt vodiaci Magic Torque.","rôzne typy, rôzne modely, dĺžky a balenia, rôzne typy a veľkosti, špeciálny","BSC","US","ks",{"v":0.2,"d":"20.00%"},{"v":265.2,"d":"265.20"},{"v":265.2,"d":"265.20"},{"v":0,"d":"0.00"},{"v":0,"d":"0.0000%"},"I","KAR, RAT",90183900]
[867,"XB8.2.3","X02518","P75649","Vodiaci drôt hydrofilný AqWire",null,"EV3","US","ks",{"v":0.2,"d":"20.00%"},{"v":265.2,"d":"265.20"},{"v":265.2,"d":"265.20"},{"v":0,"d":"0.00"},{"v":0,"d":"0.0000%"},"I","KAR, RAT",90183900]
[868,"XB8.2.3","X02454","P53933,P53935,P81245","Vodiče OptiMed PTFE/nitinol",null,"OMI","DE","ks",{"v":0.2,"d":"20.00%"},265.32,{"v":265.2,"d":"265.20"},0.12,{"v":0.000452,"d":"0.0452%"},"S","KAR, RAT",90183900]
[869,"XB8.2.3","X03464","P91613","Drôt vodiaci Wholey","s príslušenstvomô rôzne typy a veľkosti","COV","US","ks",{"v":0.2,"d":"20.00%"},650.76,{"v":265.2,"d":"265.20"},385.56,{"v":0.592476,"d":"59.2476%"},"S","KAR, RAT",90183900]
[870,{"$nulls":3},"XB8.2.4 Vodiče a mikrovodiče pre angiografie a perkutánne rádiologické intervencie hydrofilné 0.035",{"$nulls":10},{"v":71.94,"d":"71.940000"},"ks"]
[871,"XB8.2.4","X05160","P1265A","Drôt vodiaci angiografický ASAHI Silverway","Dĺžka 150;180;200;220;260;300 cm. Tvar špičky: J tvar, angled.","ASH","JP","ks",{"v":0.2,"d":"20.00%"},{"v":39.6,"d":"39.60"},{"v":39.6,"d":"39.60"},{"v":0,"d":"0.00"},{"v":0,"d":"0.0000%"},"I","KAR, RAT",90183900]
[872,"XB8.2.4","X04506","P97340","Drôt vodiaci Seldinger, Schúller, Lunderqquist, Orchestra","urologické príslušenstvo","COL","DK","ks",{"v":0.2,"d":"20.00%"},{"v":39.6,"d":"39.60"},{"v":39.6,"d":"39.60"},{"v":0,"d":"0.00"},{"v":0,"d":"0.0000%"},"I","KAR, RAT",902139]
[873,"XB8.2.4","X03123","P91455","PTFE Guide Wire Angiomed zavádzacie drôty","všetky veľkosti a modely podľa špecifikácie","BAR","DE","ks",{"v":0.2,"d":"20.00%"},52.96,52.96,{"v":0,"d":"0.00"},{"v":0,"d":"0.0000%"},"I","KAR, RAT",90183900]
[874,"XB8.2.4","X05039","P0717A","Drôt vodiaci hydrofilný Merit Laureate","rôzne veľkosti","MME","US","ks",{"v":0.2,"d":"20.00%"},55.74,55.74,{"v":0,"d":"0.00"},{"v":0,"d":"0.0000%"},"I","KAR, RAT",90189084]
[875,"XB8.2.4","X05285","P2694A","Drôt vodiaci SplashWire","hydrofilný, rôzne rozmery","MME","US","ks",{"v":0.2,"d":"20.00%"},{"v":62.9,"d":"62.90"},{"v":62.9,"d":"62.90"},{"v":0,"d":"0.00"},{"v":0,"d":"0.0000%"},"I","KAR, RAT",90189084]
[876,"XB8.2.4","X02441","P34347","Vodič hydrofilný Guide Wire M","Exchange, long type, dĺžky 220-300 cm","TCJ","JP","ks",{"v":0.2,"d":"20.00%"},62.94,62.94,{"v":0,"d":"0.00"},{"v":0,"d":"0.0000%"},"I","KAR, RAT",90189084]
[877,"XB8.2.4","X02523","P76678,P76680","Vodič Angioflex, Newton, Bentson",".018\"-.038\" všetky konfigurácie","KML","GB","ks",{"v":0.2,"d":"20.00%"},71.94,71.94,{"v":0,"d":"0.00"},{"v":0,"d":"0.0000%"},"I","KAR, RAT",90183900]
[878,"XB8.2.4","X02666","P90831","Vodič hydrofilný POSEIDON",".018\"-.038\" všetky konfigurácie","SPM","DK","ks",{"v":0.2,"d":"20.00%"},78.54,71.94,{"v":6.6,"d":"6.60"},{"v":0.084034,"d":"8.4034%"},"S","KAR, RAT",90183900]
[879,"XB8.2.4","X02526","P77238,P83899","Vodiče periférne Cruiser/Drôt vodiaci periférny Cruiser-18","rôzne typy a veľkosti","XBT","CH","ks",{"v":0.2,"d":"20.00%"},109.56,71.94,37.62,{"v":0.343373,"d":"34.3373%"},"S","KAR, RAT",90180390]
[880,{"$nulls":3},"XB8.2.5 Vodiče a mikrovodiče pre angiografie a perkutánne rádiologické intervencie mikrovodiče do periférie 0.018 - štandardné",{"$nulls":10},{"v":298.81,"d":"298.810000"},"ks"]
[881,"XB8.2.5","X02648","P89046","Vodiče periférne HT Connect","periférne vodiče v dĺžkach 145, 195 a 300cm, v troch rôznych dizajnoch od workhorse po CTO vodič","LRM","IE","ks",{"v":0.2,"d":"20.00%"},93.72,93.72,{"v":0,"d":"0.00"},{"v":0,"d":"0.0000%"},"I","KAR, RAT, URO",90183900]
[882,"XB8.2.5","X04070","P96174,P96175,P95176,P96177","Drôty vodiacie PTA ASAHI Astato XS 40, Gaia PV, Gladius, Halberd","rôzne typy","ASH","JP","ks",{"v":0.2,"d":"20.00%"},199.32,199.32,{"v":0,"d":"0.00"},{"v":0,"d":"0.0000%"},"I","KAR, RAT, URO",90183900]
[883,"XB8.2.5","X02617","P85857,P85858,P85859,P92754","Periferné vodiče Asahi 0.014\"-0.018\"","Treasure/Astato/Regalia/Chikai","ASH","JP","ks",{"v":0.2,"d":"20.00%"},199.32,199.32,{"v":0,"d":"0.00"},{"v":0,"d":"0.0000%"},"I","KAR, RAT, URO",90183900]
[884,"XB8.2.5","X02442","P34347","GT mikrovodiče hydrofilné Guide Wire",null,"TCJ","JP","ks",{"v":0.2,"d":"20.00%"},{"v":222,"d":"222.00"},{"v":222,"d":"222.00"},{"v":0,"d":"0.00"},{"v":0,"d":"0.0000%"},"I","KAR, RAT, URO",90189084]
[885,"XB8.2.5","X04429","P97560","Drôt vodiaci periférny vaskulárny ASAHI Meister 16","rôzne dĺžky","ASH","JP","ks",{"v":0.2,"d":"20.00%"},{"v":257.4,"d":"257.40"},{"v":257.4,"d":"257.40"},{"v":0,"d":"0.00"},{"v":0,"d":"0.0000%"},"I","KAR, RAT, URO",90183900]
[886,"XB8.2.5","X02552","P82111,P34747","Drôt vodiaci Thruway. Drôt vodiaci hydrofilný ZIPWire.","Špeciálny, s kovovým jadrom, rôzne typy. Urologický / rádiologický, rôzne typy","LRM","US","ks",{"v":0.2,"d":"20.00%"},298.81,298.81,{"v":0,"d":"0.00"},{"v":0,"d":"0.0000%"},"I","KAR, RAT, URO",90183900]
[887,{"$nulls":3},"XB8.2.6 Vodiče a mikrovodiče pre angiografie a perkutánne rádiologické intervencie mikrovodiče do periférie 0.018 - špeciálne",{"$nulls":10},{"v":444.84,"d":"444.840000"},"ks"]
[888,"XB8.2.6","X02548","P81820,P82543","Drôt vodiaci Back-up Meier a V-18. Drôt vodiaci Platinum Plus.","Rôzne modely, dĺžky a balenia. Rôzne typy.","BSC","US","ks",{"v":0.2,"d":"20.00%"},{"v":360,"d":"360.00"},{"v":360,"d":"360.00"},{"v":0,"d":"0.00"},{"v":0,"d":"0.0000%"},"I","KAR, RAT",90183900]
[889,"XB8.2.6","X02477","P69155","Mikrovodič periférny hydrofilný MERIT TENOR",".014\", .018\" všetky konfigurácie","BIF","FR","ks",{"v":0.2,"d":"20.00%"},373.48,373.48,{"v":0,"d":"0.00"},{"v":0,"d":"0.0000%"},"I","KAR, RAT",90183900]
[890,"XB8.2.6","X02570","P82490","Drôt vodiaci nitinolový Nitrex",null,"EV3","US","ks",{"v":0.2,"d":"20.00%"},444.84,444.84,{"v":0,"d":"0.00"},{"v":0,"d":"0.0000%"},"I","KAR, RAT",90183900]
[891,"XB8.2.6","X02659","P90238","Drôt vodiaci Victory","rôzne typy a rozmery","LRM","IE","ks",{"v":0.2,"d":"20.00%"},444.84,444.84,{"v":0,"d":"0.00"},{"v":0,"d":"0.0000%"},"I","KAR, RAT",90183900]
[892,{"$nulls":3},"XB8.2.7 Vodiče a mikrovodiče pre angiografie a perkutánne rádiologické intervencie mikrovodiče do periférie 0.014 - štandardné",{"$nulls":10},{"v":298.81,"d":"298.810000"},"ks"]
[893,"XB8.2.7","X02631","P87532","Drôt vodiaci periférny Kitewire Deep","periférny, rôzne modely a veľkosti","BRI","IR","ks",{"v":0.2,"d":"20.00%"},{"v":234.3,"d":"234.30"},{"v":234.3,"d":"234.30"},{"v":0,"d":"0.00"},{"v":0,"d":"0.0000%"},"I","KAR, RAT",90183900]
[894,"XB8.2.7","X05019","P99632","Drôt vodiaci Phoenix",null,"VOL","US","ks",{"v":0.2,"d":"20.00%"},{"v":237.6,"d":"237.60"},{"v":237.6,"d":"237.60"},{"v":0,"d":"0.00"},{"v":0,"d":"0.0000%"},"I","KAR, RAT",90183900]
[895,"XB8.2.7","X02551","P82111","Drôt vodiaci Thruway.","Špeciálny, s kovovým jadrom, rôzne typy.","LRM","US","ks",{"v":0.2,"d":"20.00%"},298.81,298.81,{"v":0,"d":"0.00"},{"v":0,"d":"0.0000%"},"I","KAR, RAT",90183900]
[896,{"$nulls":3},"XB8.2.8 Vodiče a mikrovodiče pre angiografie a perkutánne rádiologické intervencie mikrovodiče do periférie 0.014 - špeciálne",{"$nulls":10},{"v":720.01,"d":"720.010000"},"ks"]
[897,"XB8.2.8","X05104","P0599A","Drôt vodiaci SAVION DLVR / SAVION FLX","s hydrofilnou vrstvou ICE; rôzne priemery a dĺžky","BSC","US","ks",{"v":0.2,"d":"20.00%"},180.95,180.95,{"v":0,"d":"0.00"},{"v":0,"d":"0.0000%"},"I","KAR, RAT",90183900]
[898,"XB8.2.8","X02633","P87601,P86501,P89351,P82543,P81823","Drôt vodiaci Fathom. Drôt vodiaci Journey s hydrofilnou vrstvou. Drôt vodiaci V-14 ControlWire. Drôt vodiaci Platinum Plus. Drôt vodiaci periférny Transend.","Smerovo ovládateľný, rôzne typy. Rôzne modely, dĺžka 185/300 cm. S hydrofilným povrchom ICE, rôzne dĺžky. Rôzne typy. Rôzne priemery a dĺžky.","BSC","US","ks",{"v":0.2,"d":"20.00%"},720.01,720.01,{"v":0,"d":"0.00"},{"v":0,"d":"0.0000%"},"I","KAR, RAT",90183900]
[899,{"$nulls":3},"XB8.2.9 Vodiče a mikrovodiče pre angiografie a perkutánne rádiologické intervencie štandardné intrakraniálne mikrovodiče",{"$nulls":10},{"v":708.84,"d":"708.840000"},"ks"]
[900,"XB8.2.9","X02510","P73820","Mikrovodiče intrakraniálné Hybrid/Sorcerer/Steel",null,"BEX","FR","ks",{"v":0.2,"d":"20.00%"},708.84,708.84,{"v":0,"d":"0.00"},{"v":0,"d":"0.0000%"},"I","KAR, RAT",90183900]
[901,{"$nulls":3},"XB8.2.10 Vodiče a mikrovodiče pre angiografie a perkutánne rádiologické intervencie špeciálne intrakraniálne mikrovodiče",{"$nulls":10},{"v":1665,"d":"1,665.000000"},"ks"]
[902,"XB8.2.10","X02696","P92039","Drôty spojovacie a vodiace Traxcess","rôzne typy","TCJ","US","ks",{"v":0.2,"d":"20.00%"},783.74,783.74,{"v":0,"d":"0.00"},{"v":0,"d":"0.0000%"},"I","KAR, RAT",90183900]
[903,"XB8.2.10","X04190","P96959","Drôt vodiaci ovládateľný hydrofilný pORTAL","rôzne modely","PNX","DE","ks",{"v":0.2,"d":"20.00%"},{"v":1659.99,"d":"1,659.99"},{"v":1659.99,"d":"1,659.99"},{"v":0,"d":"0.00"},{"v":0,"d":"0.0000%"},"I","KAR, RAT",90189084]
[904,{"$nulls":3},"XB8.2.11 Vodiče a mikrovodiče pre angiografie a perkutánne rádiologické intervencie mikrovodiče intrakraniálne 0.010 - základné",{"$nulls":10},{"v":537.21,"d":"537.210000"},"ks"]
[905,"XB8.2.11","X02562","P82486","Vodič oceľový s hydrofilným poťahom X-pedion",null,"EV3","US","ks",{"v":0.2,"d":"20.00%"},447.88,447.88,{"v":0,"d":"0.00"},{"v":0,"d":"0.0000%"},"I","KAR, RAT",90183900]
[906,"XB8.2.11","X02497","P72894","Drôt vodiaci neurovaskulárny Transend","Rôzne priemery a dĺžky.","BSC","US","ks",{"v":0.2,"d":"20.00%"},{"v":536.4,"d":"536.40"},{"v":536.4,"d":"536.40"},{"v":0,"d":"0.00"},{"v":0,"d":"0.0000%"},"I","KAR, RAT",90183900]
[907,"XB8.2.11","X02566","P82488","Vodič oceľový s hydrofilným poťahom SilwerSpeed",null,"EV3","US","ks",{"v":0.2,"d":"20.00%"},537.21,537.21,{"v":0,"d":"0.00"},{"v":0,"d":"0.0000%"},"I","KAR, RAT",90183900]
[908,"XB8.2.11","X02564","P82487","Vodič oceľový s hydrofilným poťahom X-celerator",null,"EV3","US","ks",{"v":0.2,"d":"20.00%"},537.21,537.21,{"v":0,"d":"0.00"},{"v":0,"d":"0.0000%"},"I","KAR, RAT",90183900]
[909,{"$nulls":3},"XB8.2.12 Vodiče a mikrovodiče pre angiografie a perkutánne rádiologické intervencie mikrovodiče intrakraniálne 0.010 - špeciálne",{"$nulls":10},{"v":811.21,"d":"811.210000"},"ks"]
[910,"XB8.2.12","X02669","P91070","ASAHI - neurovaskulárny vodiaci drôt","modely WAIN-CKI; rôzne dĺžky","ASH","JP","ks",{"v":0.2,"d":"20.00%"},781.99,781.99,{"v":0,"d":"0.00"},{"v":0,"d":"0.0000%"},"I","KAR, RAT",90189084]
[911,"XB8.2.12","X02499","P73115,P82709","Drôt vodiaci neurovaskulárny Synchro2. Drôt vodiaci neurovaskulárny Synchro.","Intrakraniálny. Rôzne rozmery.","STR","US","ks",{"v":0.2,"d":"20.00%"},811.21,811.21,{"v":0,"d":"0.00"},{"v":0,"d":"0.0000%"},"I","KAR, RAT",90183900]
[912,{"$nulls":3},"XB8.2.13 Vodiče a mikrovodiče pre angiografie a perkutánne rádiologické intervencie mikrovodiče intrakraniálne 0.008",{"$nulls":10},{"v":711.27,"d":"711.270000"},"ks"]
[913,"XB8.2.13","X02517","P75648","Vodič oceľový s hydrofilným poťahom Mirage",null,"EV3","US","ks",{"v":0.2,"d":"20.00%"},711.27,711.27,{"v":0,"d":"0.00"},{"v":0,"d":"0.0000%"},"I","KAR, RAT",90183900]
[914,{"$nulls":3},"XB8.2.14 Vodiče a mikrovodiče pre angiografie a perkutánne rádiologické intervencie základné intrakraniálne vodiče",{"$nulls":10},{"v":360,"d":"360.000000"},"ks"]
[915,"XB8.2.14","X02470","P60377,P85658","Ovládateľné vodiace drôty Neuroscout®, Agility pre intrakraniálne a periférne intervencie",".010”, .014”, .016”, rôzna mäkkosť a dĺžka","CDN-US","US","ks",{"v":0.2,"d":"20.00%"},{"v":360,"d":"360.00"},{"v":360,"d":"360.00"},{"v":0,"d":"0.00"},{"v":0,"d":"0.0000%"},"I","KAR, RAT",90183900]
[916,"XB8.2.14","X02677","P91554","Vodič oceľový s hydrofilným poťahom Avigo",null,"EV3","US","ks",{"v":0.2,"d":"20.00%"},{"v":360,"d":"360.00"},{"v":360,"d":"360.00"},{"v":0,"d":"0.00"},{"v":0,"d":"0.0000%"},"I","KAR, RAT",90183900]
[917,{"$nulls":3},"XB8.2.15 Vodiče a mikrovodiče pre angiografie a perkutánne rádiologické intervencie infúzne vodiče",{"$nulls":10},{"v":765.6,"d":"765.600000"},"ks"]
[918,"XB8.2.15","X02645","P88682","Drôt vodiaci Katzen","infúzny/stredový, rôzne typy","BSC","US","ks",{"v":0.2,"d":"20.00%"},{"v":360,"d":"360.00"},{"v":360,"d":"360.00"},{"v":0,"d":"0.00"},{"v":0,"d":"0.0000%"},"I","KAR, RAT",90183900]
[919,"XB8.2.15","X02585","P82498","Vodič infúzny ProStream®",null,"EV3","US","ks",{"v":0.2,"d":"20.00%"},{"v":765.6,"d":"765.60"},{"v":765.6,"d":"765.60"},{"v":0,"d":"0.00"},{"v":0,"d":"0.0000%"},"I","KAR, RAT",90183900]
[920,{"$nulls":3},"XB8.3 Diagnostické katétre a mikrokatétre pre angiografie a perkutánne rádiologické intervencie"]
[921,{"$nulls":3},"XB8.3.1 Diagnostické katétre a mikrokatétre pre angiografie a perkutánne rádiologické intervencie - základné diagnostické katétre pre prehľadnú angiografiu",{"$nulls":10},{"v":29.5,"d":"29.500000"},"ks"]
[922,"XB8.3.1","X02575","P92607","Angiografické katétre URSA","všetky velkosti a tvary (RAT aj KAR)","CUA","DE","ks",{"v":0.2,"d":"20.00%"},27.72,27.72,{"v":0,"d":"0.00"},{"v":0,"d":"0.0000%"},"I","KAR, RAT",90183900]
[923,"XB8.3.1","X02675","P91454","Angiografický katéter Maxi-Select/High-Flow/High-Flow-RT/ANGIOFLEX™","všetky veľkosti a modely podľa špecifikácie","BAR","DE","ks",{"v":0.2,"d":"20.00%"},{"v":29.5,"d":"29.50"},{"v":29.5,"d":"29.50"},{"v":0,"d":"0.00"},{"v":0,"d":"0.0000%"},"I","KAR, RAT",90183900]
[924,"XB8.3.1","X02453","P52759,P60861,P34352","Katétre štandardné diagnostické","Radifocus  OPTITORQUE, OUTLOOK, Radifocus Angiographic Catheter,","TCJ","JP","ks",{"v":0.2,"d":"20.00%"},33.59,{"v":29.5,"d":"29.50"},4.09,{"v":0.121762,"d":"12.1762%"},"S","KAR, RAT",90189084]
[925,{"$nulls":3},"XB8.3.2 Diagnostické katétre a mikrokatétre pre angiografie a perkutánne rádiologické intervencie - základné diagnostické katétre pre selektívnu angiografiu",{"$nulls":10},{"v":39.12,"d":"39.120000"},"ks"]
[926,"XB8.3.2","X04924","P79937","Katéter diagnostický angiografický Impress",null,"MME","US","ks",{"v":0.2,"d":"20.00%"},38.28,38.28,{"v":0,"d":"0.00"},{"v":0,"d":"0.0000%"},"I","KAR, RAT",90183900]
[927,"XB8.3.2","X02445","P34914","Katéter angiografický Imager ll","diagnostický, intravaskulárny, rôzne tvary a dĺžky","BSC","US","ks",{"v":0.2,"d":"20.00%"},39.12,39.12,{"v":0,"d":"0.00"},{"v":0,"d":"0.0000%"},"I","KAR, RAT",90183900]
[928,{"$nulls":3},"XB8.3.3 Diagnostické katétre a mikrokatétre pre angiografie a perkutánne rádiologické intervencie - špeciálne diagnostické katétre pre selektívnu angiografiu",{"$nulls":10},{"v":129.6,"d":"129.600000"},"ks"]
[929,"XB8.3.3","X02448","P39054,P39051","Angiografické katétre Nylex, Tempo, Tempo Aqua","rôzny materiál, rôzne dĺžky, veľkosti a zakrivenia","CDS","US","ks",{"v":0.2,"d":"20.00%"},39.86,39.86,{"v":0,"d":"0.00"},{"v":0,"d":"0.0000%"},"I","KAR, RAT",90183900]
[930,"XB8.3.3","X03343","P72728,P80250","Angiografické katétre Torcon, Slip-Cath","rôzne veľkosti","COK","US","ks",{"v":0.2,"d":"20.00%"},108.13,108.13,{"v":0,"d":"0.00"},{"v":0,"d":"0.0000%"},"I","KAR, RAT",90183900]
[931,{"$nulls":3},"XB8.3.4 Diagnostické katétre a mikrokatétre pre angiografie a perkutánne rádiologické intervencie - hydrofilné katétre",{"$nulls":10},{"v":64.85,"d":"64.850000"},"ks"]
[932,"XB8.3.4","X04925","P79937","Katéter diagnostický angiografický Impress",null,"MME","US","ks",{"v":0.2,"d":"20.00%"},56.85,56.85,{"v":0,"d":"0.00"},{"v":0,"d":"0.0000%"},"I","KAR, RAT",90189084]
[933,"XB8.3.4","X02443","P34351","Katétre hydrofilné Radifocus Glidecath",null,"TCJ","JP","ks",{"v":0.2,"d":"20.00%"},64.85,64.85,{"v":0,"d":"0.00"},{"v":0,"d":"0.0000%"},"I","KAR, RAT",90189084]
[934,{"$nulls":3},"XB8.3.5 Diagnostické katétre a mikrokatétre pre angiografie a perkutánne rádiologické intervencie - katétre do periférie s navigovateľnou špičkou",{"$nulls":10},{"v":541.2,"d":"541.200000"},"ks"]
[935,"XB8.3.5","X02634","P87858","Drôt vodiaci PITON GC","karotický, rôzne modely a veľkosti","INA","IT","ks",{"v":0.2,"d":"20.00%"},{"v":330,"d":"330.00"},{"v":330,"d":"330.00"},{"v":0,"d":"0.00"},{"v":0,"d":"0.0000%"},"I","KAR, RAT",90183900]
[936,{"$nulls":3},"XB8.3.6 Diagnostické katétre a mikrokatétre pre angiografie a perkutánne rádiologické intervencie - kalibrované katétre 0.035",{"$nulls":10},{"v":132,"d":"132.000000"},"ks"]
[937,"XB8.3.6","X04502","P97255","Stent ureterálny s dvojitou slučkou - súprava","Double LoopPU-S,PU-R,PA alebo PU","COL","DK","ks",{"v":0.2,"d":"20.00%"},69.22,69.22,{"v":0,"d":"0.00"},{"v":0,"d":"0.0000%"},"I","KAR, RAT",902139]
[938,"XB8.3.6","X03810","P95240","Katéter drenážny ReSolve","uzamykateľný / neuzamykateľný","MME","US","ks",{"v":0.2,"d":"20.00%"},112.31,112.31,{"v":0,"d":"0.00"},{"v":0,"d":"0.0000%"},"I","KAR, RAT",90183900]
[939,"XB8.3.6","X03025","P92797","Katéter drenážny Pigtail","rôzne typy","BIR","IL","ks",{"v":0.2,"d":"20.00%"},{"v":125,"d":"125.00"},{"v":125,"d":"125.00"},{"v":0,"d":"0.00"},{"v":0,"d":"0.0000%"},"I","KAR, RAT",90189084]
[940,"XB8.3.6","X03811","P95240","Katéter drenážny ReSolve","biliárny","MME","US","ks",{"v":0.2,"d":"20.00%"},{"v":131,"d":"131.00"},{"v":131,"d":"131.00"},{"v":0,"d":"0.00"},{"v":0,"d":"0.0000%"},"I","KAR, RAT",90183900]
[941,"XB8.3.6","X02468","P58298","Angiografický katéter AltaFlow/AltaFlow measuring",null,"OMI","DE","ks",{"v":0.2,"d":"20.00%"},{"v":132,"d":"132.00"},{"v":132,"d":"132.00"},{"v":0,"d":"0.00"},{"v":0,"d":"0.0000%"},"I","KAR, RAT",90183900]
[942,"XB8.3.6","X03026","P92798","Katéter drenážny biliárny","rôzne typy","BIR","IL","ks",{"v":0.2,"d":"20.00%"},{"v":132,"d":"132.00"},{"v":132,"d":"132.00"},{"v":0,"d":"0.00"},{"v":0,"d":"0.0000%"},"I","KAR, RAT",90189084]
[943,"XB8.3.6","X03341","P72728","Meracie katétre","rôzne veľkosti","COK","US","ks",{"v":0.2,"d":"20.00%"},{"v":132,"d":"132.00"},{"v":132,"d":"132.00"},{"v":0,"d":"0.00"},{"v":0,"d":"0.0000%"},"I","KAR, RAT",90183900]
[944,"XB8.3.6","X02972","P85605,P85606,P85607,P85608,P85609,P85610,P85611","Drenážné katétre URESIL","GP, Mini-Pigtail, NEPHRO-CATH, CHOLE-CATH","URE","US","ks",{"v":0.2,"d":"20.00%"},200.64,{"v":132,"d":"132.00"},68.64,{"v":0.34210500000000005,"d":"34.2105%"},"S","KAR, RAT",90183900]
[945,{"$nulls":3},"XB8.3.7 Diagnostické katétre a mikrokatétre pre angiografie a perkutánne rádiologické intervencie - pomocné intervenčné katétre 0.035",{"$nulls":10},{"v":211.68,"d":"211.680000"},"ks"]
[946,"XB8.3.7","X02663","P90407","Katéter periférny podporný Navicross",null,"TCJ","JP","ks",{"v":0.2,"d":"20.00%"},138.72,138.72,{"v":0,"d":"0.00"},{"v":0,"d":"0.0000%"},"I","KAR, RAT",90189084]
[947,"XB8.3.7","X03035","P91871","Katéter podporný Minnie",null,"VAI","US","ks",{"v":0.2,"d":"20.00%"},211.68,211.68,{"v":0,"d":"0.00"},{"v":0,"d":"0.0000%"},"I","KAR, RAT",90189084]
[948,"XB8.3.7","X02653","P89350","Katéter pomocný Rubicon","14/18/35","BSC","US","ks",{"v":0.2,"d":"20.00%"},211.68,211.68,{"v":0,"d":"0.00"},{"v":0,"d":"0.0000%"},"I","KAR, RAT",90183900]
[949,"XB8.3.7","X03127","P91868","Katéter s dvojitým lumenom Langston",null,"VAI","US","ks",{"v":0.2,"d":"20.00%"},211.68,211.68,{"v":0,"d":"0.00"},{"v":0,"d":"0.0000%"},"I","KAR, RAT",90189084]
[950,"XB8.3.7","X03671","P93644","Krížový podporný katéter SeekerTM","priemer 0,014\"; 0,018\"; 0,035”, dĺžky 65, 90, 135 a 150 cm","BPV","US","ks",{"v":0.2,"d":"20.00%"},211.68,211.68,{"v":0,"d":"0.00"},{"v":0,"d":"0.0000%"},"I","KAR, RAT",90183900]
[951,{"$nulls":3},"XB8.3.8 Diagnostické katétre a mikrokatétre pre angiografie a perkutánne rádiologické intervencie - pomocné intervenčné 0.018",{"$nulls":10},{"v":598.8,"d":"598.800000"},"ks"]
[952,"XB8.3.8","X04028","P91987","Katéter s dvojitým lumen NHancer RX",null,"ISL","NL","ks",{"v":0.2,"d":"20.00%"},{"v":495,"d":"495.00"},{"v":495,"d":"495.00"},{"v":0,"d":"0.00"},{"v":0,"d":"0.0000%"},"I","KAR, RAT",90183900]
[953,"XB8.3.8","X03766","P91987","Katéter s dvojitým lumen NHancer RX",null,"ISL","NL","ks",{"v":0.2,"d":"20.00%"},{"v":597,"d":"597.00"},{"v":597,"d":"597.00"},{"v":0,"d":"0.00"},{"v":0,"d":"0.0000%"},"I","KAR, RAT",90183900]
[954,"XB8.3.8","X03033","P91869","Katéter s dvojitým vstupom Twin-Pass",null,"VAI","US","ks",{"v":0.2,"d":"20.00%"},{"v":598.8,"d":"598.80"},{"v":598.8,"d":"598.80"},{"v":0,"d":"0.00"},{"v":0,"d":"0.0000%"},"I","KAR, RAT",90189084]
[955,{"$nulls":3},"XB8.3.9 Diagnostické katétre a mikrokatétre pre angiografiu a perkutánne koronárne intervencie s možnosťou retrográdneho prístupu-pomocné intervenčné 0.018",{"$nulls":10},{"v":696,"d":"696.000000"},"ks"]
[956,"XB8.3.9","X05159","P99298","Katéter PTCA s dvojitým lúmenom Sasuke","145cm","ASH","JP","ks",{"v":0.2,"d":"20.00%"},{"v":696,"d":"696.00"},{"v":696,"d":"696.00"},{"v":0,"d":"0.00"},{"v":0,"d":"0.0000%"},"I","KAR, RAT",90183900]
[957,{"$nulls":3},"XB8.3.10 Diagnostické katétre a mikrokatétre pre angiografie a perkutánne rádiologické intervencie - mikrokatétre s navigovateľnou špičkou",{"$nulls":10},{"v":1020,"d":"1,020.000000"},"ks"]
[958,"XB8.3.10","X04918","P0213A","Mikrokatéter SwiftNINJA","riaditeľný","MME","US","ks",{"v":0.2,"d":"20.00%"},{"v":1019.5,"d":"1,019.50"},{"v":1019.5,"d":"1,019.50"},{"v":0,"d":"0.00"},{"v":0,"d":"0.0000%"},"I","KAR, RAT",90183900]
[959,"XB8.3.10","X02569","P92642,P92643","Mikrokatéter Direxion/Direxion Fathom/Direxion Transend. Mikrokatéter Direxion HI-FLO/Direxion HI-FLO Fathom/Direxion HI-FLO Transend","otáčateľný, rôzne typy a rozmery","BSC","US","ks",{"v":0.2,"d":"20.00%"},{"v":1020,"d":"1,020.00"},{"v":1020,"d":"1,020.00"},{"v":0,"d":"0.00"},{"v":0,"d":"0.0000%"},"I","KAR, RAT",90183900]
[960,"XB8.3.10","X02678","P91556","Mikrokatéter Nautica",null,"EV3","US","ks",{"v":0.2,"d":"20.00%"},{"v":1020,"d":"1,020.00"},{"v":1020,"d":"1,020.00"},{"v":0,"d":"0.00"},{"v":0,"d":"0.0000%"},"I","KAR, RAT",90183900]
[961,{"$nulls":3},"XB8.3.11 Diagnostické katétre a mikrokatétre pre angiografie a perkutánne rádiologické intervencie - mikrokatétre pre embolizáciu v periférii štandardné",{"$nulls":10},{"v":730.8,"d":"730.800000"},"ks"]
[962,"XB8.3.11","X03344","P72729","Mikrokatétre Cantata","Cantata® 2.5 mikrokatéter","COK","US","ks",{"v":0.2,"d":"20.00%"},{"v":585.2,"d":"585.20"},{"v":585.2,"d":"585.20"},{"v":0,"d":"0.00"},{"v":0,"d":"0.0000%"},"I","KAR, RAT",90183900]
[963,"XB8.3.11","X02532","P77646","Mikrokatétre pre embolizáciu Progreat","dĺžka 110cm, 130cm, 150cm","TCJ","JP","ks",{"v":0.2,"d":"20.00%"},593.35,593.35,{"v":0,"d":"0.00"},{"v":0,"d":"0.0000%"},"I","KAR, RAT",90189084]
[964,"XB8.3.11","X02534","P77660","Mikrokatéter infúzny MERIT EMBOCATH","EmboCath Plus","BIF","FR","ks",{"v":0.2,"d":"20.00%"},599.16,599.16,{"v":0,"d":"0.00"},{"v":0,"d":"0.0000%"},"I","KAR, RAT",90183900]
[965,"XB8.3.11","X03036","P91872","Katéter intravaskulárny angiografický Gandras/Gandras Visc",null,"VAI","US","ks",{"v":0.2,"d":"20.00%"},599.99,599.99,{"v":0,"d":"0.00"},{"v":0,"d":"0.0000%"},"I","KAR, RAT",90189084]
[966,"XB8.3.11","X02580","P82495","Mikrokatéter Rebar™027",null,"EV3","US","ks",{"v":0.2,"d":"20.00%"},612.48,612.48,{"v":0,"d":"0.00"},{"v":0,"d":"0.0000%"},"I","KAR, RAT",90183900]
[967,"XB8.3.11","X02556","P92756","Mikrokatétre Stride/Stridesmooth",null,"ASH","JP","ks",{"v":0.2,"d":"20.00%"},720.72,720.72,{"v":0,"d":"0.00"},{"v":0,"d":"0.0000%"},"I","KAR, RAT",90183900]
[968,"XB8.3.11","X03859","P94666","Mikrokatéter ASAHI Masters Parkway","rôzne veľkosti, tvary, priemery a dĺžky","ASH","JP","ks",{"v":0.2,"d":"20.00%"},724.68,724.68,{"v":0,"d":"0.00"},{"v":0,"d":"0.0000%"},"I","KAR, RAT",90183900]
[969,"XB8.3.11","X02661","P90266","Mikrokatéter rady Prowler","ID 0,027“; OD 3F/2,6F","MDO-CH01","CH","ks",{"v":0.2,"d":"20.00%"},{"v":730.8,"d":"730.80"},{"v":730.8,"d":"730.80"},{"v":0,"d":"0.00"},{"v":0,"d":"0.0000%"},"I","KAR, RAT",90189084]
[970,"XB8.3.11","X02469","P59902,P60447","Mikrokatétre rady Prowler","rôzne veľkosti, tvary, priemery a dĺžky","CDN-US","US","ks",{"v":0.2,"d":"20.00%"},{"v":730.8,"d":"730.80"},{"v":730.8,"d":"730.80"},{"v":0,"d":"0.00"},{"v":0,"d":"0.0000%"},"I","KAR, RAT",90183900]
[971,{"$nulls":3},"XB8.3.12 Diagnostické katétre a mikrokatétre pre angiografie a perkutánne rádiologické intervencie - mikrokatétre pre embolizáciu v periférii špeciálne",{"$nulls":10},{"v":1188,"d":"1,188.000000"},"ks"]
[972,"XB8.3.12","X02488","P72011","Katéter vodiaci Mach 1","rôzne typy a veľkosti","BSC","US","ks",{"v":0.2,"d":"20.00%"},205.21,205.21,{"v":0,"d":"0.00"},{"v":0,"d":"0.0000%"},"I","KAR, RAT",90183900]
[973,"XB8.3.12","X04879","P99818","Mikrokatéter Tokai Carnelian","rôzne veľkosti","TKO","JP","ks",{"v":0.2,"d":"20.00%"},470.45,470.45,{"v":0,"d":"0.00"},{"v":0,"d":"0.0000%"},"I","KAR, RAT",90180390]
[974,"XB8.3.12","X03758","P85297","Katéter intravaskulárny Maestro","mikrokatéter embolizačný špeciálny","MME","US","ks",{"v":0.2,"d":"20.00%"},{"v":791.5,"d":"791.50"},{"v":791.5,"d":"791.50"},{"v":0,"d":"0.00"},{"v":0,"d":"0.0000%"},"I","KAR, RAT",90183900]
[975,"XB8.3.12","X03034","P91870","Mikrokatéter SuperCross",null,"VAI","US","ks",{"v":0.2,"d":"20.00%"},{"v":912,"d":"912.00"},{"v":912,"d":"912.00"},{"v":0,"d":"0.00"},{"v":0,"d":"0.0000%"},"I","KAR, RAT",90189084]
[976,"XB8.3.12","X02572","P82491","Mikrokatéter Marathon",null,"EV3","US","ks",{"v":0.2,"d":"20.00%"},977.59,977.59,{"v":0,"d":"0.00"},{"v":0,"d":"0.0000%"},"I","KAR, RAT",90183900]
[977,"XB8.3.12","X02563","P92733,P92732","Mikrokatétre ACANDIS Neuro-","NeuroSlider, NeuroBridge","AAM","DE","ks",{"v":0.2,"d":"20.00%"},999.24,999.24,{"v":0,"d":"0.00"},{"v":0,"d":"0.0000%"},"I","KAR, RAT",90183900]
[978,"XB8.3.12","X02578","P82494","Mikrokatéter Rebar™18",null,"EV3","US","ks",{"v":0.2,"d":"20.00%"},{"v":1006.76,"d":"1,006.76"},{"v":1006.76,"d":"1,006.76"},{"v":0,"d":"0.00"},{"v":0,"d":"0.0000%"},"I","KAR, RAT",90183900]
[979,"XB8.3.12","X02606","P83243","Mikrokatéter Renegade","HiFlo/FiberBraided/STC-18","BSC","US","ks",{"v":0.2,"d":"20.00%"},{"v":1010.88,"d":"1,010.88"},{"v":1010.88,"d":"1,010.88"},{"v":0,"d":"0.00"},{"v":0,"d":"0.0000%"},"I","KAR, RAT",90183900]
[980,"XB8.3.12","X02519","P75650","Mikrokatéter Echelon",null,"EV3","US","ks",{"v":0.2,"d":"20.00%"},{"v":1083.32,"d":"1,083.32"},{"v":1083.32,"d":"1,083.32"},{"v":0,"d":"0.00"},{"v":0,"d":"0.0000%"},"I","KAR, RAT",90183900]
[981,"XB8.3.12","X02860","P92553","Katéter na distálny prístup SOFIA",null,"TCJ","US","ks",{"v":0.2,"d":"20.00%"},{"v":1188,"d":"1,188.00"},{"v":1188,"d":"1,188.00"},{"v":0,"d":"0.00"},{"v":0,"d":"0.0000%"},"I","KAR, RAT",90183900]
[982,"XB8.3.12","X03128","P91873","Katéter podporný Gopher/Gopher Gold",null,"VAI","US","ks",{"v":0.2,"d":"20.00%"},{"v":1188,"d":"1,188.00"},{"v":1188,"d":"1,188.00"},{"v":0,"d":"0.00"},{"v":0,"d":"0.0000%"},"I","KAR, RAT",90189084]
[983,"XB8.3.12","X03040","P91614","Katéter podporný TrailBlazer",null,"EV3","US","ks",{"v":0.2,"d":"20.00%"},{"v":1188,"d":"1,188.00"},{"v":1188,"d":"1,188.00"},{"v":0,"d":"0.00"},{"v":0,"d":"0.0000%"},"I","KAR, RAT",90183900]
[984,"XB8.3.12","X02500","P73112","Mikrokatéter intravaskulárny - Excelsior 1018, Tracker Excel-14, TurboTracker-18, Fas Tracker-10, FasTracker-18, FasTracker-18MX, Spinakker Elite, Tracker-17.","s príslušenstvom, rôzne typy","STR","US","ks",{"v":0.2,"d":"20.00%"},{"v":1188,"d":"1,188.00"},{"v":1188,"d":"1,188.00"},{"v":0,"d":"0.00"},{"v":0,"d":"0.0000%"},"I","KAR, RAT",90183900]
[985,"XB8.3.12","X02627","P87019","Mikrokatéter Penumbra","PX Slim","PNB","US","ks",{"v":0.2,"d":"20.00%"},{"v":1188,"d":"1,188.00"},{"v":1188,"d":"1,188.00"},{"v":0,"d":"0.00"},{"v":0,"d":"0.0000%"},"I","KAR, RAT",90183900]
[986,"XB8.3.12","X02576","P82493","Mikrokatéter Rebar™14",null,"EV3","US","ks",{"v":0.2,"d":"20.00%"},{"v":1188,"d":"1,188.00"},{"v":1188,"d":"1,188.00"},{"v":0,"d":"0.00"},{"v":0,"d":"0.0000%"},"I","KAR, RAT",90183900]
[987,{"$nulls":3},"XB8.3.13 Diagnostické katétre a mikrokatétre pre angiografie a perkutánne rádiologické intervencie - oklúzne katétre",{"$nulls":10},{"v":1650,"d":"1,650.000000"},"ks"]
[988,"XB8.3.13","X04507","P97342","Katéter ureterálny, Flush, Floopy Tip Hydro- Coated","rôzne veľkosti","COL","DK","ks",{"v":0.2,"d":"20.00%"},{"v":1504.8,"d":"1,504.80"},{"v":1504.8,"d":"1,504.80"},{"v":0,"d":"0.00"},{"v":0,"d":"0.0000%"},"I","KAR, RAT",902139]
[989,"XB8.3.13","X05061","P97769","Katéter oklúzny balónikový Occlusafe","na zvýšenie embolizačných účinkov","TCJ","JP","ks",{"v":0.2,"d":"20.00%"},{"v":1643.4,"d":"1,643.40"},{"v":1643.4,"d":"1,643.40"},{"v":0,"d":"0.00"},{"v":0,"d":"0.0000%"},"I","KAR, RAT",90183900]
[990,"XB8.3.13","X02694","P92037","Katéter oklúzny balónikový Scepter C / Scepter XC","rôzne typy","TCJ","US","ks",{"v":0.2,"d":"20.00%"},{"v":1650,"d":"1,650.00"},{"v":1650,"d":"1,650.00"},{"v":0,"d":"0.00"},{"v":0,"d":"0.0000%"},"I","KAR, RAT",90183900]
[991,{"$nulls":3},"XB8.3.14 Diagnostické katétre a mikrokatétre pre angiografie a perkutánne rádiologické intervencie - štandardné mikrokatétre určené do intrakránia",{"$nulls":10},{"v":1195.21,"d":"1,195.210000"},"ks"]
[992,"XB8.3.14","X02855","P91501","Intermediálny katéter REVIVE IC","ID 0,044”; 0,056”, 115 - 130 CM","MDO-CH01","CH","ks",{"v":0.2,"d":"20.00%"},{"v":698.4,"d":"698.40"},{"v":698.4,"d":"698.40"},{"v":0,"d":"0.00"},{"v":0,"d":"0.0000%"},"I","KAR, RAT",90183900]
[993,"XB8.3.14","X02615","P85449","Mikrokatéter Neuro Renegade HiFlo","rôzne rozmery","BSC","US","ks",{"v":0.2,"d":"20.00%"},837.61,837.61,{"v":0,"d":"0.00"},{"v":0,"d":"0.0000%"},"I","KAR, RAT",90183900]
[994,"XB8.3.14","X05049","P72334","Mikrokatéter GAMA","rôzne veľkosti, tvary, priemery a dĺžky","BEX","FR","ks",{"v":0.2,"d":"20.00%"},842.16,842.16,{"v":0,"d":"0.00"},{"v":0,"d":"0.0000%"},"I","KAR, RAT",90183900]
[995,"XB8.3.14","X02574","P82492","Mikrokatéter Rebar™10",null,"EV3","US","ks",{"v":0.2,"d":"20.00%"},899.58,899.58,{"v":0,"d":"0.00"},{"v":0,"d":"0.0000%"},"I","KAR, RAT",90183900]
[996,"XB8.3.14","X02582","P82496","Mikrokatéter UltraFlow HPC",null,"EV3","US","ks",{"v":0.2,"d":"20.00%"},926.38,926.38,{"v":0,"d":"0.00"},{"v":0,"d":"0.0000%"},"I","KAR, RAT",90183900]
[997,"XB8.3.14","X03037","P92956","LIR® - katéter aspiračný","rôzne rozmery","PNX","DE","ks",{"v":0.2,"d":"20.00%"},946.99,946.99,{"v":0,"d":"0.00"},{"v":0,"d":"0.0000%"},"I","KAR, RAT",90189084]
[998,"XB8.3.14","X04433","P97753","Mikrokatéter Via","rôzne veľkosti","SQU","US","ks",{"v":0.2,"d":"20.00%"},982.66,982.66,{"v":0,"d":"0.00"},{"v":0,"d":"0.0000%"},"I","KAR, RAT",90183900]
[999,"XB8.3.14","X01245","P72334","Intracerebrálny katéter VASCO+","Intracerebrálny katéter k hustospletenému intracerebrálném stentu (flow-divertor), všetky rozmery v nabídke výrobca","BEX","FR","ks",{"v":0.2,"d":"20.00%"},{"v":996.6,"d":"996.60"},{"v":996.6,"d":"996.60"},{"v":0,"d":"0.00"},{"v":0,"d":"0.0000%"},"I","KAR, RAT",90183900]
[1000,"XB8.3.14","X02695","P92038","Mikrokatéter Headway / Headway Duo","rôzne typy","TCJ","US","ks",{"v":0.2,"d":"20.00%"},{"v":1047.79,"d":"1,047.79"},{"v":1047.79,"d":"1,047.79"},{"v":0,"d":"0.00"},{"v":0,"d":"0.0000%"},"I","KAR, RAT",90183190]
[1001,"XB8.3.14","X04796","P99088","Mikrokatéter pNOVUS 27",null,"PNX","DE","ks",{"v":0.2,"d":"20.00%"},{"v":1188,"d":"1,188.00"},{"v":1188,"d":"1,188.00"},{"v":0,"d":"0.00"},{"v":0,"d":"0.0000%"},"I","KAR, RAT",90183900]
[1002,"XB8.3.14","X04867","P99573","Mikrokatéter Wedge",null,"TCJ","US","ks",{"v":0.2,"d":"20.00%"},{"v":1194.6,"d":"1,194.60"},{"v":1194.6,"d":"1,194.60"},{"v":0,"d":"0.00"},{"v":0,"d":"0.0000%"},"I","KAR, RAT",90183900]
[1003,"XB8.3.14","X04890","P97786","Katéter zavádzací pomocný AXS Offset",null,"STR","US","ks",{"v":0.2,"d":"20.00%"},{"v":1195.19,"d":"1,195.19"},{"v":1195.19,"d":"1,195.19"},{"v":0,"d":"0.00"},{"v":0,"d":"0.0000%"},"I","KAR, RAT",90183900]
[1004,"XB8.3.14","X02498","P73112,P83278,P89415","Mikrokatéter intravaskulárny - Excelsior 1018, Tracker Excel-14, TurboTracker-18, Fas Tracker-10, FasTracker-18, FasTracker-18MX, Spinakker Elite, Tracker-17. Mikrokatéter intravaskulárny Excelsior SL-10. Mikrokatéter intravaskulárny Excelsior XT-27.","S príslušenstvom, rôzne typy - Excelsior 1018, Tracker Excel-14, TurboTracker-18, Fas Tracker-10, FasTracker-18, FasTracker-18MX, Spinakker Elite, Tracker-17. Rôzne typy a rozmery.","STR","US","ks",{"v":0.2,"d":"20.00%"},{"v":1195.21,"d":"1,195.21"},{"v":1195.21,"d":"1,195.21"},{"v":0,"d":"0.00"},{"v":0,"d":"0.0000%"},"I","KAR, RAT",90183900]
[1005,"XB8.3.14","X03438","P72893","Mikrokatéter Merci / Trevo","rôzne typy a veľkosti","CCT","US","ks",{"v":0.2,"d":"20.00%"},{"v":1195.21,"d":"1,195.21"},{"v":1195.21,"d":"1,195.21"},{"v":0,"d":"0.00"},{"v":0,"d":"0.0000%"},"I","KAR, RAT",90183900]
[1006,"XB8.3.14","X03522","P90408","Katéter balónikový intravskulárny Cello",null,"FUI","JP","ks",{"v":0.2,"d":"20.00%"},{"v":1684.32,"d":"1,684.32"},{"v":1195.21,"d":"1,195.21"},489.11,{"v":0.29039000000000004,"d":"29.0390%"},"S","KAR, RAT",90183900]
[1007,{"$nulls":3},"XB8.3.15 Diagnostické katétre a mikrokatétre pre angiografie a perkutánne rádiologické intervencie - DMSO kompatibilné",{"$nulls":10},{"v":842.16,"d":"842.160000"},"ks"]
[1008,"XB8.3.15","X03042","P91555","Mikrokatéter Orion",null,"EV3","US","ks",{"v":0.2,"d":"20.00%"},842.16,842.16,{"v":0,"d":"0.00"},{"v":0,"d":"0.0000%"},"I","KAR, RAT",90183900]
[1009,{"$nulls":3},"XB8.3.16 Diagnostické katétre a mikrokatétre pre angiografie a perkutánne rádiologické intervencie - mikrokatétre s odpútateľným koncom",{"$nulls":10},{"v":1971.42,"d":"1,971.420000"},"ks"]
[1010,"XB8.3.16","X04781","P96765","Katéter Phenom 17 / Phenom 21 / Phenom 27 / Phenom Plus","rôzne veľkosti","EV3","US","ks",{"v":0.2,"d":"20.00%"},{"v":1300,"d":"1,300.00"},{"v":1300,"d":"1,300.00"},{"v":0,"d":"0.00"},{"v":0,"d":"0.0000%"},"I","KAR, RAT",90219090]
[1011,"XB8.3.16","X02614","P85371","Katéter Marksman™","mikrokatéter kompatibilný so systémom Pipeline™","EV3","US","ks",{"v":0.2,"d":"20.00%"},{"v":1603.01,"d":"1,603.01"},{"v":1603.01,"d":"1,603.01"},{"v":0,"d":"0.00"},{"v":0,"d":"0.0000%"},"I","KAR, RAT",90183900]
[1012,"XB8.3.16","X02511","P73821","Mikrokatéter SONIC",null,"BEX","FR","ks",{"v":0.2,"d":"20.00%"},{"v":1713.36,"d":"1,713.36"},{"v":1713.36,"d":"1,713.36"},{"v":0,"d":"0.00"},{"v":0,"d":"0.0000%"},"I","KAR, RAT",90183900]
[1013,"XB8.3.16","X02624","P86289","Mikrokatéter Apollo™ Onyx®",null,"EV3","US","ks",{"v":0.2,"d":"20.00%"},{"v":1971.42,"d":"1,971.42"},{"v":1971.42,"d":"1,971.42"},{"v":0,"d":"0.00"},{"v":0,"d":"0.0000%"},"I","KAR, RAT",90183900]
[1014,{"$nulls":3},"XB8.3.17 Diagnostické katétre a mikrokatétre pre angiografie a perkutánne rádiologické intervencie - štandardné vodiace katétre pre periférne intervencie",{"$nulls":10},{"v":221.87,"d":"221.870000"},"ks"]
[1015,"XB8.3.17","X02612","P84815,P39021,P39027,P91499","Vodiace katétre Vista Brite Tip, Long Brite, ADROIT","Vodiace katétre majú rôzne dĺžky a  priemery","CDS","US","ks",{"v":0.2,"d":"20.00%"},{"v":144,"d":"144.00"},{"v":144,"d":"144.00"},{"v":0,"d":"0.00"},{"v":0,"d":"0.0000%"},"I","KAR, RAT",90183900]
[1016,"XB8.3.17","X02637","P88099","Katéter vodiaci hydrofilný Primum","intravaskulárny, rôzne veľkosti","PIN","NL","ks",{"v":0.2,"d":"20.00%"},168.96,168.96,{"v":0,"d":"0.00"},{"v":0,"d":"0.0000%"},"I","KAR, RAT",90183900]
[1017,"XB8.3.17","X02608","P84309","Systém zavádzací intrakraniálny Neuron","Neuron Select, do periférnych, koronárnych a neuronálnych ciev","PNB","US","ks",{"v":0.2,"d":"20.00%"},194.04,194.04,{"v":0,"d":"0.00"},{"v":0,"d":"0.0000%"},"I","KAR, RAT",90183900]
[1018,"XB8.3.17","X02558","P92755","Katéter vodiací PTA Sheathless PV",null,"ASH","JP","ks",{"v":0.2,"d":"20.00%"},{"v":204.6,"d":"204.60"},{"v":204.6,"d":"204.60"},{"v":0,"d":"0.00"},{"v":0,"d":"0.0000%"},"I","KAR, RAT",90183900]
[1019,"XB8.3.17","X02501","P73111","Katéter vodiaci Guider Softip XF","rôzne typy a dĺžky","BSC","US","ks",{"v":0.2,"d":"20.00%"},{"v":219.6,"d":"219.60"},{"v":219.6,"d":"219.60"},{"v":0,"d":"0.00"},{"v":0,"d":"0.0000%"},"I","KAR, RAT",90183900]
[1020,"XB8.3.17","X02459","P57142","Vodiace katétre Envoy","rôzne veľkosti, tvary, priemery a dĺžky","CDN-US","US","ks",{"v":0.2,"d":"20.00%"},221.87,221.87,{"v":0,"d":"0.00"},{"v":0,"d":"0.0000%"},"I","KAR, RAT",90183900]
[1021,"XB8.3.17","X02447","P39021","Vodiace katétre Envoy/Vista Brite","OD 5F, ID 0,056”, rôzne dĺžky a tvary ukončení pracovnej časti","CDS","US","ks",{"v":0.2,"d":"20.00%"},221.87,221.87,{"v":0,"d":"0.00"},{"v":0,"d":"0.0000%"},"I","KAR, RAT",90183900]
[1022,{"$nulls":3},"XB8.3.18 Diagnostické katétre a mikrokatétre pre angiografie a perkutánne rádiologické intervencie - špeciálne vodiace katétre pre periférne intervencie",{"$nulls":10},{"v":343.21,"d":"343.210000"},"ks"]
[1023,"XB8.3.18","X02697","P92040","Systém vodiaci katétrový Chaperon","rôzne typy","TCJ","US","ks",{"v":0.2,"d":"20.00%"},314.42,314.42,{"v":0,"d":"0.00"},{"v":0,"d":"0.0000%"},"I","KAR, RAT",90183900]
[1024,"XB8.3.18","X03377","P89553","Vodiace katétre Crosscath, CXI","s pletenou hydrofilnou vrstvou","COK","US","ks",{"v":0.2,"d":"20.00%"},{"v":325.6,"d":"325.60"},{"v":325.6,"d":"325.60"},{"v":0,"d":"0.00"},{"v":0,"d":"0.0000%"},"I","KAR, RAT",90183900]
[1025,"XB8.3.18","X03122","P90971","EnligHTN","Zavádzací katéter","SJM","US","ks",{"v":0.2,"d":"20.00%"},{"v":343.2,"d":"343.20"},{"v":343.2,"d":"343.20"},{"v":0,"d":"0.00"},{"v":0,"d":"0.0000%"},"I","KAR, RAT",90183900]
[1026,"XB8.3.18","X03559","P93641","Zavádzač plášťový Vessix","k renálnej denervácii","BSC","US","ks",{"v":0.2,"d":"20.00%"},{"v":343.2,"d":"343.20"},{"v":343.2,"d":"343.20"},{"v":0,"d":"0.00"},{"v":0,"d":"0.0000%"},"I","KAR, RAT",90183900]
[1027,{"$nulls":3},"XB8.3.19 Diagnostické katétre a mikrokatétre pre angiografie a perkutánne rádiologické intervencie - štandardné vodiace katétre pre intrakraniálne intervencie",{"$nulls":10},{"v":768.24,"d":"768.240000"},"ks"]
[1028,"XB8.3.19","X02836","P75784","Vodiací mikrokatéter MGC","Zavádzač 6F.","CDS","US","ks",{"v":0.2,"d":"20.00%"},{"v":349.8,"d":"349.80"},{"v":349.8,"d":"349.80"},{"v":0,"d":"0.00"},{"v":0,"d":"0.0000%"},"I","KAR, RAT",90183900]
[1029,"XB8.3.19","X02676","P91500","Vodiace katétre Envoy DA","OD 6F, ID 0,071\", rôzne dĺžky a tvary ukončenia pracovnej časti","MDO-CH01","CH","ks",{"v":0.2,"d":"20.00%"},{"v":408,"d":"408.00"},{"v":408,"d":"408.00"},{"v":0,"d":"0.00"},{"v":0,"d":"0.0000%"},"I","KAR, RAT",90183900]
[1030,"XB8.3.19","X05126","P1385A","Puzdro vodiace CEREBASE DA","rôzne typy","MDO","CH","ks",{"v":0.2,"d":"20.00%"},526.01,526.01,{"v":0,"d":"0.00"},{"v":0,"d":"0.0000%"},"I","KAR, RAT",90183900]
[1031,"XB8.3.19","X04789","P98942,P2218A","Puzdro dlhé AXS Infinity LS/LS Plus","rôzne rozmery, zavádzacie puzdro","STR","US","ks",{"v":0.2,"d":"20.00%"},527.99,527.99,{"v":0,"d":"0.00"},{"v":0,"d":"0.0000%"},"I","KAR, RAT",90183900]
[1032,"XB8.3.19","X02609","P84309","Systém zavádzací intrakraniálny Neuron","do periférnych, koronárnych a neuronálnych ciev","PNB","US","ks",{"v":0.2,"d":"20.00%"},{"v":528,"d":"528.00"},{"v":528,"d":"528.00"},{"v":0,"d":"0.00"},{"v":0,"d":"0.0000%"},"I","KAR, RAT",90183900]
[1033,"XB8.3.19","X03487","P93759","Systém zavádzací intrakraniálny Benchmark","rôzne typy a veľkosti","PNB","US","ks",{"v":0.2,"d":"20.00%"},{"v":660,"d":"660.00"},{"v":660,"d":"660.00"},{"v":0,"d":"0.00"},{"v":0,"d":"0.0000%"},"I","KAR, RAT",90183900]
[1034,"XB8.3.19","X02594","P82553","Vodiací katéter s výpletom Fargo/FargoMAX/FargoMINI",null,"BEX","FR","ks",{"v":0.2,"d":"20.00%"},768.24,768.24,{"v":0,"d":"0.00"},{"v":0,"d":"0.0000%"},"I","KAR, RAT",90183900]
[1035,{"$nulls":3},"XB8.3.20 Diagnostické katétre a mikrokatétre pre angiografie a perkutánne rádiologické intervencie - špeciálne vodiace katétre pre intrakraniálne intervencie",{"$nulls":10},{"v":1386,"d":"1,386.000000"},"ks"]
[1036,"XB8.3.20","X02897","P72896","Katéter na distálny prístup DAC.","rôzne typy a veľkosti.","CCT","US","ks",{"v":0.2,"d":"20.00%"},{"v":1200,"d":"1,200.00"},{"v":1200,"d":"1,200.00"},{"v":0,"d":"0.00"},{"v":0,"d":"0.0000%"},"I","KAR, RAT",90183900]
[1037,"XB8.3.20","X02957","P84308","Systém revaskularizačný Penumbra","katéter reperfúzny","PNB","US","ks",{"v":0.2,"d":"20.00%"},{"v":1298.88,"d":"1,298.88"},{"v":1298.88,"d":"1,298.88"},{"v":0,"d":"0.00"},{"v":0,"d":"0.0000%"},"I","KAR, RAT",90183900]
[1038,"XB8.3.20","X04191","P96574","ASAHI FUBUKI 043","systém distálnej podpory","ASH","JP","ks",{"v":0.2,"d":"20.00%"},{"v":1385,"d":"1,385.00"},{"v":1385,"d":"1,385.00"},{"v":0,"d":"0.00"},{"v":0,"d":"0.0000%"},"I","KAR, RAT",90183900]
[1039,"XB8.3.20","X03700","P94922","Katéter intrakraniálny podporný ARC / ARC mini",null,"EV3","US","ks",{"v":0.2,"d":"20.00%"},{"v":1386,"d":"1,386.00"},{"v":1386,"d":"1,386.00"},{"v":0,"d":"0.00"},{"v":0,"d":"0.0000%"},"I","KAR, RAT",90183900]
[1040,"XB8.3.20","X03041","P91631","Katéter intrakraniálny podporný Navien A+",null,"EV3","US","ks",{"v":0.2,"d":"20.00%"},{"v":1386,"d":"1,386.00"},{"v":1386,"d":"1,386.00"},{"v":0,"d":"0.00"},{"v":0,"d":"0.0000%"},"I","KAR, RAT",90183900]
[1041,"XB8.3.20","X03956","P95310","Katéter na distálny prístup AXS Catalyst","rôzne rozmery","STR","US","ks",{"v":0.2,"d":"20.00%"},{"v":1386,"d":"1,386.00"},{"v":1386,"d":"1,386.00"},{"v":0,"d":"0.00"},{"v":0,"d":"0.0000%"},"I","KAR, RAT",90183900]
[1042,{"$nulls":3},"XB8.3.21 Diagnostické katétre a mikrokatétre pre angiografie a perkutánne rádiologické intervencie - vodiace katétre s balónom pre cirkulačný arest",{"$nulls":10},{"v":1200,"d":"1,200.000000"},"ks"]
[1043,"XB8.3.21","X04365","P82553","Vodiaci katéter s balónikom CORAIL","rôzne typy a veľkosti","BEX","FR","ks",{"v":0.2,"d":"20.00%"},{"v":693,"d":"693.00"},{"v":693,"d":"693.00"},{"v":0,"d":"0.00"},{"v":0,"d":"0.0000%"},"I","KAR, RAT",90183900]
[1044,"XB8.3.21","X04889","P91965","Katéter balónikový vodiaci FlowGate 2","rôzne veľkosti","STR","US","ks",{"v":0.2,"d":"20.00%"},{"v":1199.99,"d":"1,199.99"},{"v":1199.99,"d":"1,199.99"},{"v":0,"d":"0.00"},{"v":0,"d":"0.0000%"},"I","KAR, RAT",90183900]
[1045,"XB8.3.21","X02503","P72897","Katéter balónikový vodiaci Concentric / Merci","rôzne typy a veľkosti","CCT","US","ks",{"v":0.2,"d":"20.00%"},{"v":1200,"d":"1,200.00"},{"v":1200,"d":"1,200.00"},{"v":0,"d":"0.00"},{"v":0,"d":"0.0000%"},"I","KAR, RAT",90183900]
[1046,"XB8.3.21","X02852","P91093","Oklúzny balónikový katéter Ascent","4MMX10MM, 4MMX15MM, 4MMX7MM, 6MMX9MM","MDO-CH01","CH","ks",{"v":0.2,"d":"20.00%"},{"v":1200,"d":"1,200.00"},{"v":1200,"d":"1,200.00"},{"v":0,"d":"0.00"},{"v":0,"d":"0.0000%"},"I","KAR, RAT",90189084]
[1047,{"$nulls":3},"XB8.4 Balónikové katétre na perkutánne rádiologické intervencie"]
[1048,{"$nulls":3},"XB8.4.1 Balónikové katétre na perkutánne rádiologické intervencie - základné (0.035) PTA katétre",{"$nulls":10},{"v":264,"d":"264.000000"},"ks"]
[1049,"XB8.4.1","X03346","P72811","PTA balónikové katétre Advance 35LP","rôzne veľkosti","COOK","US","ks",{"v":0.2,"d":"20.00%"},{"v":214.5,"d":"214.50"},{"v":214.5,"d":"214.50"},{"v":0,"d":"0.00"},{"v":0,"d":"0.0000%"},"I","KAR, RAT",90183900]
[1050,"XB8.4.1","X02662","P90406","Štandardné PTA katétre Renma RX","0.035","CLS","IE","ks",{"v":0.2,"d":"20.00%"},226.79,226.79,{"v":0,"d":"0.00"},{"v":0,"d":"0.0000%"},"I","KAR, RAT",90189084]
[1051,"XB8.4.1","X02788","P85553","Katéter balónikový PTA Reef™ HP","periférny, rôzne modely a veľkosti","INA","IT","ks",{"v":0.2,"d":"20.00%"},260.04,260.04,{"v":0,"d":"0.00"},{"v":0,"d":"0.0000%"},"I","KAR, RAT",90183900]
[1052,"XB8.4.1","X02762","P76008","Katéter PTA Admiral™ Xtreme","periférny, rôzne modely a veľkosti","INA","IT","ks",{"v":0.2,"d":"20.00%"},260.04,260.04,{"v":0,"d":"0.00"},{"v":0,"d":"0.0000%"},"I","KAR, RAT",90183900]
[1053,"XB8.4.1","X02816","P92551","Katéter dilatačný PTA Glaucus","rôzne rozmery","BIR","IL","ks",{"v":0.2,"d":"20.00%"},{"v":264,"d":"264.00"},{"v":264,"d":"264.00"},{"v":0,"d":"0.00"},{"v":0,"d":"0.0000%"},"I","KAR, RAT",90183900]
[1054,"XB8.4.1","X02767","P77236,P91546","Katéter PTA balónikový Passeo-14/Passeo-18/Passeo-35/Passeo-35HP","rôzne typy a veľkosti","XBT","CH","ks",{"v":0.2,"d":"20.00%"},{"v":264,"d":"264.00"},{"v":264,"d":"264.00"},{"v":0,"d":"0.00"},{"v":0,"d":"0.0000%"},"I","KAR, RAT",90180390]
[1055,"XB8.4.1","X02679","P91581","PTA katétre Curative","Navajo","CUA","DE","ks",{"v":0.2,"d":"20.00%"},{"v":264,"d":"264.00"},{"v":264,"d":"264.00"},{"v":0,"d":"0.00"},{"v":0,"d":"0.0000%"},"I","KAR, RAT",90183900]
[1056,"XB8.4.1","X03112","P88695","Katéter balónikový PTA","euca PW, euca PWsv","Eucatech","DE","ks",{"v":0.2,"d":"20.00%"},{"v":277.2,"d":"277.20"},{"v":264,"d":"264.00"},{"v":13.2,"d":"13.20"},{"v":0.047618999999999995,"d":"4.7619%"},"S","KAR, RAT",90183900]
[1057,"XB8.4.1","X03110","P88426","Nízkoprofilové PTA katétre Senri","0,018\"","KNE","JP","ks",{"v":0.2,"d":"20.00%"},{"v":288,"d":"288.00"},{"v":264,"d":"264.00"},{"v":24,"d":"24.00"},{"v":0.08333299999999999,"d":"8.3333%"},"S","KAR, RAT",90189084]
[1058,{"$nulls":3},"XB8.4.2 Balónikové katétre na perkutánne rádiologické intervencie - štandardné (0.035) PTA katétre",{"$nulls":10},{"v":343.2,"d":"343.200000"},"ks"]
[1059,"XB8.4.2","X05350","P99279","Katéter PTA balónikový dilatačný Hermes / Atropos / Minerva / Achilles / Castor / Polux","rôzne druhy","BSA","CN","ks",{"v":0.2,"d":"20.00%"},{"v":247.3,"d":"247.30"},{"v":247.3,"d":"247.30"},{"v":0,"d":"0.00"},{"v":0,"d":"0.0000%"},"I","KAR, RAT",90183900,11553]
[1060,"XB8.4.2","X04702","P82157","Katéter balónikový dilatačný Bard PTA","Atlas, Conquest, Centurion, Dorado, Opti-Plast, Ultraverse","BAR","US","ks",{"v":0.2,"d":"20.00%"},{"v":289,"d":"289.00"},{"v":289,"d":"289.00"},{"v":0,"d":"0.00"},{"v":0,"d":"0.0000%"},"I","KAR, RAT",90183900]
[1061,"XB8.4.2","X02785","P84916","Balónikový dilatačný PTA katéter RIVAL","všetky veľkosti podľa dokumentácie","BAR","US","ks",{"v":0.2,"d":"20.00%"},310.99,310.99,{"v":0,"d":"0.00"},{"v":0,"d":"0.0000%"},"I","KAR, RAT",90183900]
[1062,"XB8.4.2","X03030","P83379","Katéter dilatačný balónikový EverCross",null,"EV3","US","ks",{"v":0.2,"d":"20.00%"},327.23,327.23,{"v":0,"d":"0.00"},{"v":0,"d":"0.0000%"},"I","KAR, RAT",90183900]
[1063,"XB8.4.2","X02596","P82707","Katéter balónikový dilatačný Wanda.","PTA","BSC","US","ks",{"v":0.2,"d":"20.00%"},334.32,334.32,{"v":0,"d":"0.00"},{"v":0,"d":"0.0000%"},"I","KAR, RAT",90183900]
[1064,"XB8.4.2","X05187","P1420A","Katéter dilatačný periférny Passeo-35 Xeo","PTA balónikový katéter, rôzne veľkosti","XBT","CH","ks",{"v":0.2,"d":"20.00%"},{"v":336.6,"d":"336.60"},{"v":336.6,"d":"336.60"},{"v":0,"d":"0.00"},{"v":0,"d":"0.0000%"},"I","KAR, RAT",90183900]
[1065,"XB8.4.2","X05180","P1813A","Katéter PTCA balónikový Advocate","rôzne rozmery","MME","US","ks",{"v":0.2,"d":"20.00%"},{"v":340.3,"d":"340.30"},{"v":340.3,"d":"340.30"},{"v":0,"d":"0.00"},{"v":0,"d":"0.0000%"},"I","KAR, RAT",90183900]
[1066,"XB8.4.2","X02806","P91014","Balónikový dilatačný katéter s pr. .035\" Powerflex Pro","rôzne dĺžky a priemery","CDS","US","ks",{"v":0.2,"d":"20.00%"},{"v":343.2,"d":"343.20"},{"v":343.2,"d":"343.20"},{"v":0,"d":"0.00"},{"v":0,"d":"0.0000%"},"I","KAR, RAT",90183900]
[1067,"XB8.4.2","X05331","P3383A","Katéter balónikový dilatacný Joker 035","rôzne velkosti, PTA katéter s vodiacim drôtom","ERC","DE","ks",{"v":0.2,"d":"20.00%"},{"v":343.2,"d":"343.20"},{"v":343.2,"d":"343.20"},{"v":0,"d":"0.00"},{"v":0,"d":"0.0000%"},"I","KAR, RAT",90183900,11452]
[1068,"XB8.4.2","X02820","P92745","Katéter balónikový Oceanus 35","rôzne veľkosti","LFV","ES","ks",{"v":0.2,"d":"20.00%"},{"v":343.2,"d":"343.20"},{"v":343.2,"d":"343.20"},{"v":0,"d":"0.00"},{"v":0,"d":"0.0000%"},"I","KAR, RAT",90183900]
[1069,"XB8.4.2","X02538","P79482,P58297","PTA katétre pre .035\" vodič Mars/NyloTrack-35",null,"OMI","DE","ks",{"v":0.2,"d":"20.00%"},{"v":363,"d":"363.00"},{"v":343.2,"d":"343.20"},{"v":19.8,"d":"19.80"},{"v":0.054545,"d":"5.4545%"},"S","KAR, RAT",90183900]
[1070,"XB8.4.2","X02777","P82157","Balónikový dilatačný PTA katéter DORADO, ULTRAVERSE","všetky veľkosti podľa dokumentácie","BAR","US","ks",{"v":0.2,"d":"20.00%"},{"v":379,"d":"379.00"},{"v":343.2,"d":"343.20"},{"v":35.8,"d":"35.80"},{"v":0.094459,"d":"9.4459%"},"S","KAR, RAT",90183900]
[1071,"XB8.4.2","X02533","P77651,P80246,P80247","PTA balónikový katéter ReeKross, ReeKross 14, ReeKross 18","všetky veľkosti podľa špecifikácie","CLS","IE","ks",{"v":0.2,"d":"20.00%"},{"v":379,"d":"379.00"},{"v":343.2,"d":"343.20"},{"v":35.8,"d":"35.80"},{"v":0.094459,"d":"9.4459%"},"S","KAR, RAT",90183900]
[1072,{"$nulls":3},"XB8.4.3 Balónikové katétre na perkutánne rádiologické intervencie - špeciálne (0.035) PTA katétre",{"$nulls":10},{"v":550.44,"d":"550.440000"},"ks"]
[1073,"XB8.4.3","X04603","P98807","Katéter PTA dilatačný balónikový Metacross RW/OTW",0.035,"KNE","JP","ks",{"v":0.2,"d":"20.00%"},{"v":252.9,"d":"252.90"},{"v":252.9,"d":"252.90"},{"v":0,"d":"0.00"},{"v":0,"d":"0.0000%"},"I","KAR, RAT",90189084]
[1074,"XB8.4.3","X04192","P96992","PTA balónikové katétre Milvus Plus","rôzne modely a veľkosti","CNA","CH","ks",{"v":0.2,"d":"20.00%"},{"v":349.8,"d":"349.80"},{"v":349.8,"d":"349.80"},{"v":0,"d":"0.00"},{"v":0,"d":"0.0000%"},"I","KAR, RAT",90183900]
[1075,"XB8.4.3","X03802","P95081","Katéter PTA balónikový Fortrex","vysoko tlakový, OTW, rôzne rozmery a velkosti","COV","US","ks",{"v":0.1,"d":"10.00%"},405.35,405.35,{"v":0,"d":"0.00"},{"v":0,"d":"0.0000%"},"I","KAR, RAT",90219090]
[1076,"XB8.4.3","X02766","P76873,P76874,P83195","Katéter balónikový PTA","Fox SV, Fox Cross, Fox Plus","ABT","CH","ks",{"v":0.2,"d":"20.00%"},431.63,431.63,{"v":0,"d":"0.00"},{"v":0,"d":"0.0000%"},"I","KAR, RAT",90183900]
[1077,"XB8.4.3","X02794","P86502,P88734,P91361","Katéter balónikový PTA","Armada14, Armada 35, Armada 14XT","ABT","CH","ks",{"v":0.2,"d":"20.00%"},431.63,431.63,{"v":0,"d":"0.00"},{"v":0,"d":"0.0000%"},"I","KAR, RAT",90183900]
[1078,"XB8.4.3","X02553","P92769","PTA katétre Pirouette","Pirouette","CPL","IE","ks",{"v":0.2,"d":"20.00%"},432.96,432.96,{"v":0,"d":"0.00"},{"v":0,"d":"0.0000%"},"I","KAR, RAT",90183900]
[1079,"XB8.4.3","X02650","P89073","PTA katétre Teutonia","t-long, t-force, t-micro, t-large, t-avshunt, t-endo","TEU","DE","ks",{"v":0.2,"d":"20.00%"},432.96,432.96,{"v":0,"d":"0.00"},{"v":0,"d":"0.0000%"},"I","KAR, RAT",90183900]
[1080,"XB8.4.3","X03149","P92831","Katéter PTA balónikový Allunga","na dilatáciu stenóz","QUL","GE","ks",{"v":0.2,"d":"20.00%"},{"v":444,"d":"444.00"},{"v":444,"d":"444.00"},{"v":0,"d":"0.00"},{"v":0,"d":"0.0000%"},"I","KAR, RAT",90189084]
[1081,"XB8.4.3","X02680","P91902","PTA katétre EndoCor","Endoglide, Endoglide HP CTO","ENL","DE","ks",{"v":0.2,"d":"20.00%"},444.84,444.84,{"v":0,"d":"0.00"},{"v":0,"d":"0.0000%"},"I","KAR, RAT",90183900]
[1082,"XB8.4.3","X02471","P65180,P65182,P65183,P65181,P77751","PTA katétre NuMED","Ghost, MiniGhost,Ghost II, High Five, DSC","NUM","CA","ks",{"v":0.2,"d":"20.00%"},492.36,492.36,{"v":0,"d":"0.00"},{"v":0,"d":"0.0000%"},"I","KAR, RAT",90183900]
[1083,"XB8.4.3","X05238","P1818A","Katéter PTA dilatačný SABER.035","rôzne typy a veľkosti","CDS","US","ks",{"v":0.2,"d":"20.00%"},550.43,550.43,{"v":0,"d":"0.00"},{"v":0,"d":"0.0000%"},"I","KAR, RAT",90183900]
[1084,{"$nulls":3},"XB8.4.4 Balónikové katétre na perkutánne rádiologické intervencie - štandardné nízkoprofilové (0.018) PTA katétre",{"$nulls":10},{"v":432.69,"d":"432.690000"},"ks"]
[1085,"XB8.4.4","X03324","P72710","Mikrovodiče Approach","rôzne veľkosti a konfigurácie","COK","US","ks",{"v":0.2,"d":"20.00%"},{"v":214.5,"d":"214.50"},{"v":214.5,"d":"214.50"},{"v":0,"d":"0.00"},{"v":0,"d":"0.0000%"},"I","KAR, RAT",90183900]
[1086,"XB8.4.4","X04756","P99084","Katéter PTA balónikový dilatačný oceanus 18","rôzne veľkosti","LFV","ES","ks",{"v":0.2,"d":"20.00%"},286.12,286.12,{"v":0,"d":"0.00"},{"v":0,"d":"0.0000%"},"I","KAR, RAT",90183900]
[1087,"XB8.4.4","X05332","P99279","Katéter PTA balónikový dilatačný Hermes / Atropos / Minerva / Achilles / Castor / Polux","rôzne druhy","BSA","CN","ks",{"v":0.2,"d":"20.00%"},288.14,288.14,{"v":0,"d":"0.00"},{"v":0,"d":"0.0000%"},"I","KAR, RAT",90183900,11549]
[1088,"XB8.4.4","X04829","P82157","Katéter balónikový dilatačný Bard PTA","Atlas, Conquest, Centurion, Dorado, Opti-Plast, Ultraverse","BAR","US","ks",{"v":0.2,"d":"20.00%"},291.05,291.05,{"v":0,"d":"0.00"},{"v":0,"d":"0.0000%"},"I","KAR, RAT",90183900]
[1089,"XB8.4.4","X05181","P1813A","Katéter PTCA balónikový Advocate","rôzne rozmery","MME","US","ks",{"v":0.2,"d":"20.00%"},{"v":358.1,"d":"358.10"},{"v":358.1,"d":"358.10"},{"v":0,"d":"0.00"},{"v":0,"d":"0.0000%"},"I","KAR, RAT",90183900]
[1090,"XB8.4.4","X02487","P71769,P83132,P85995","PTA balónikový katéter Bantam, Bantam Alpha, Bantam Florian","všetky veľkosti podľa špecifikácie","CLS","IE","ks",{"v":0.2,"d":"20.00%"},368.99,368.99,{"v":0,"d":"0.00"},{"v":0,"d":"0.0000%"},"I","KAR, RAT",90183900]
[1091,"XB8.4.4","X03348","P72811","PTA balónikové katétre nízkoprofilové","rôzne veľkosti","COOK","US","ks",{"v":0.2,"d":"20.00%"},{"v":381.7,"d":"381.70"},{"v":381.7,"d":"381.70"},{"v":0,"d":"0.00"},{"v":0,"d":"0.0000%"},"I","KAR, RAT",90183900]
[1092,"XB8.4.4","X02521","P76427,P82540,P85294,P82539,P72936","Katéter PTA balónikový dilatačný Sterling MR. Katéter PTA balónikový dilatačný Sterling OTW. Katéter balónikový dilatačný Sterling SL. Katéter balónikový dilatačný Symetry/Symetry Stiff Shaft. Katéter balónikový dilatačný karotický Ultra-soft SV.","Rôzne rozmery. Rôzne typy a veľkosti. Monorail/Ower-The-Wire. Rôzne modely","BSC","US","ks",{"v":0.2,"d":"20.00%"},432.68,432.68,{"v":0,"d":"0.00"},{"v":0,"d":"0.0000%"},"I","KAR, RAT",90183900]
[1093,"XB8.4.4","X02467","P58297","PTA katétre pre .018\" vodič NyloTrack-18",null,"OMI","DE","ks",{"v":0.2,"d":"20.00%"},432.96,432.69,0.27,{"v":0.000624,"d":"0.0624%"},"S","KAR, RAT",90183900]
[1094,{"$nulls":3},"XB8.4.5 Balónikové katétre na perkutánne rádiologické intervencie - špeciálne nízkoprofilové (0.018) PTA katétre",{"$nulls":10},{"v":542.12,"d":"542.120000"},"ks"]
[1095,"XB8.4.5","X02744","P39032,P39034","Balónikový dilatačný katéter s pr. .018\" Savvy , Slalom","rôzne  dĺžky a priemery","CDS","IE","ks",{"v":0.2,"d":"20.00%"},461.82,461.82,{"v":0,"d":"0.00"},{"v":0,"d":"0.0000%"},"I","KAR, RAT",90183900]
[1096,"XB8.4.5","X03585","P94584","Katéter PTA ARMADA 18","dilatačný 0.018","ABT","US","ks",{"v":0.2,"d":"20.00%"},465.38,465.38,{"v":0,"d":"0.00"},{"v":0,"d":"0.0000%"},"I","KAR, RAT",90183900]
[1097,"XB8.4.5","X03155","P93160","Saber 0.18\" PTA dilatačný katéter","rôzne dĺžky a priemery","CDS","IE","ks",{"v":0.2,"d":"20.00%"},531.48,531.48,{"v":0,"d":"0.00"},{"v":0,"d":"0.0000%"},"I","KAR, RAT",90183900]
[1098,"XB8.4.5","X05167","P1478A","Katéter PTA balónikový dilatacný Crosstella OTW","sterilný, rôzne velkosti","KNE","JP","ks",{"v":0.2,"d":"20.00%"},533.99,533.99,{"v":0,"d":"0.00"},{"v":0,"d":"0.0000%"},"I","KAR, RAT",90183900]
[1099,"XB8.4.5","X02764","P76012","Katéter PTA Submarine Rapido,","karotický, rôzne modely a veľkosti","INA","IT","ks",{"v":0.2,"d":"20.00%"},539.88,539.88,{"v":0,"d":"0.00"},{"v":0,"d":"0.0000%"},"I","KAR, RAT",90183900]
[1100,"XB8.4.5","X02808","P91218","Katéter PTA Pacific Plus","periférny, rôzne modely a veľkosti","MDC","US","ks",{"v":0.2,"d":"20.00%"},{"v":541.2,"d":"541.20"},{"v":541.2,"d":"541.20"},{"v":0,"d":"0.00"},{"v":0,"d":"0.0000%"},"I","KAR, RAT",90183900]
[1101,"XB8.4.5","X02782","P82864","Katéter PTA Pacific™ Xtreme","periférny, rôzne modely a veľkosti","INA","IT","ks",{"v":0.2,"d":"20.00%"},{"v":541.2,"d":"541.20"},{"v":541.2,"d":"541.20"},{"v":0,"d":"0.00"},{"v":0,"d":"0.0000%"},"I","KAR, RAT",90183900]
[1102,"XB8.4.5","X02910","P75658","Katéter PTA dilatačný balónikový PowerCross",null,"EV3","US","ks",{"v":0.2,"d":"20.00%"},542.12,542.12,{"v":0,"d":"0.00"},{"v":0,"d":"0.0000%"},"I","KAR, RAT",90183900]
[1103,{"$nulls":3},"XB8.4.6 Balónikové katétre na perkutánne rádiologické intervencie - štandardné nízkoprofilové (0.014) PTA katétre",{"$nulls":10},{"v":505.3,"d":"505.300000"},"ks"]
[1104,"XB8.4.6","X04755","P99085","Katéter PTA balónikový dilatačný oceanus 14 pro","rôzne veľkosti","LFV","ES","ks",{"v":0.2,"d":"20.00%"},286.12,286.12,{"v":0,"d":"0.00"},{"v":0,"d":"0.0000%"},"I","KAR, RAT",90183900]
[1105,"XB8.4.6","X04322","P96584","Katéter dilatačný PTA Jade","rôzne dĺžky a priemery","ORB","NL","ks",{"v":0.2,"d":"20.00%"},{"v":329,"d":"329.00"},{"v":329,"d":"329.00"},{"v":0,"d":"0.00"},{"v":0,"d":"0.0000%"},"I","KAR, RAT",90183900]
[1106,"XB8.4.6","X02819","P92744","Katéter balónikový Oceanus 14","rôzne veľkosti","LFV","ES","ks",{"v":0.2,"d":"20.00%"},346.78,346.78,{"v":0,"d":"0.00"},{"v":0,"d":"0.0000%"},"I","KAR, RAT",90183900]
[1107,"XB8.4.6","X03347","P72811","PTA balónikové katétre Advance Micro","ADVANCE MICRO 14 ULTRA","COK","US","ks",{"v":0.2,"d":"20.00%"},{"v":365.2,"d":"365.20"},{"v":365.2,"d":"365.20"},{"v":0,"d":"0.00"},{"v":0,"d":"0.0000%"},"I","KAR, RAT",90183900]
[1108,"XB8.4.6","X03579","P94490","Katéter dilatačný balónikový BeFlow BTK PTA","rôzne rozmery","BNN","DE","ks",{"v":0.2,"d":"20.00%"},464.64,464.64,{"v":0,"d":"0.00"},{"v":0,"d":"0.0000%"},"I","KAR, RAT",90183900]
[1109,"XB8.4.6","X05333","P3383A","Katéter balónikový dilatacný Joker 014","rôzne velkosti, PTA katéter s vodiacim drôtom","ERC","DE","ks",{"v":0.2,"d":"20.00%"},467.98,467.98,{"v":0,"d":"0.00"},{"v":0,"d":"0.0000%"},"I","KAR, RAT",90183900,11451]
[1110,"XB8.4.6","X02644","P88680,P88681,P82538,P72936","Katéter balónikový dilatačný PTA Coyote Monorail. Katéter balónikový dilatačný PTA Coyote Ower-the-Wire. Katéter balónikový dilatačný Coyote ES ( Sterling ES ) Monorail/Ower-the-Wire. Katéter balónikový dilatačný karotický Ultra-soft SV.","Rôzne modely","BSC","US","ks",{"v":0.2,"d":"20.00%"},468.01,468.01,{"v":0,"d":"0.00"},{"v":0,"d":"0.0000%"},"I","KAR, RAT",90183900]
[1111,"XB8.4.6","X03031","P83379","Katéter dilatačný balónikový NanoCross",null,"EV3","US","ks",{"v":0.2,"d":"20.00%"},{"v":505.3,"d":"505.30"},{"v":505.3,"d":"505.30"},{"v":0,"d":"0.00"},{"v":0,"d":"0.0000%"},"I","KAR, RAT",90183900]
[1112,{"$nulls":3},"XB8.4.7 Balónikové katétre na perkutánne rádiologické intervencie - špeciálne nízkoprofilové (0.014) PTA katétre",{"$nulls":10},{"v":542.12,"d":"542.120000"},"ks"]
[1113,"XB8.4.7","X04703","P82157","Katéter balónikový dilatačný Bard PTA","Atlas, Conquest, Centurion, Dorado, Opti-Plast, Ultraverse","BAR","US","ks",{"v":0.2,"d":"20.00%"},423.01,423.01,{"v":0,"d":"0.00"},{"v":0,"d":"0.0000%"},"I","KAR, RAT",90183900]
[1114,"XB8.4.7","X04457","P96993,P96994","Katéter PTA balónikový Milvus, Katéter PTA balónikový Milvus-Conic","s cylindrickým balónikom 3.2F GW 0,014\",  s kónickým balónikom 3.2F GW 0,014\"","CNA","CH","ks",{"v":0.2,"d":"20.00%"},423.72,423.72,{"v":0,"d":"0.00"},{"v":0,"d":"0.0000%"},"I","KAR, RAT",90183900]
[1115,"XB8.4.7","X05133","P1280A","Katéter PTA dilatačný balónikový OTW Tercross","rôzne veľkosti","TCJ","JP","ks",{"v":0.2,"d":"20.00%"},452.76,452.76,{"v":0,"d":"0.00"},{"v":0,"d":"0.0000%"},"I","KAR, RAT",90183900]
[1116,"XB8.4.7","X02941","P82515","Katéter PTA dilatačný balónikový RapidCross",null,"EV3","US","ks",{"v":0.2,"d":"20.00%"},{"v":495,"d":"495.00"},{"v":495,"d":"495.00"},{"v":0,"d":"0.00"},{"v":0,"d":"0.0000%"},"I","KAR, RAT",90219090]
[1117,"XB8.4.7","X05166","P1479A","Katéter PTA balónikový dilatacný Crosperio RX","sterilný, s preplachovacou ihlou; rôzne velkosti","KNE","JP","ks",{"v":0.2,"d":"20.00%"},515.79,515.79,{"v":0,"d":"0.00"},{"v":0,"d":"0.0000%"},"I","KAR, RAT",90183900]
[1118,"XB8.4.7","X02756","P71475","Katéter PTA Amphirion™ Deep","periférny, rôzne modely a veľkosti","INA","IT","ks",{"v":0.2,"d":"20.00%"},539.88,539.88,{"v":0,"d":"0.00"},{"v":0,"d":"0.0000%"},"I","KAR, RAT",90183900]
[1119,"XB8.4.7","X02769","P78687","Balónikový dilatačný katéter s pr. .014\",  AVIATOR PLUS","rôzne dĺžky a priemery","CDS","IE","ks",{"v":0.2,"d":"20.00%"},542.12,542.12,{"v":0,"d":"0.00"},{"v":0,"d":"0.0000%"},"I","KAR, RAT",90183900]
[1120,{"$nulls":3},"XB8.4.8 Balónikové katétre na perkutánne rádiologické intervencie - čepielkové PTA katétre (cutting PTA)",{"$nulls":10},{"v":1080,"d":"1,080.000000"},"ks"]
[1121,"XB8.4.8","X02535","P77702","Katéter balónikový periférny s čepielkami - Peripheral Cutting Ballon.","periférny s čepielkami","BSC","US","ks",{"v":0.2,"d":"20.00%"},{"v":1080,"d":"1,080.00"},{"v":1080,"d":"1,080.00"},{"v":0,"d":"0.00"},{"v":0,"d":"0.0000%"},"I","KAR, RAT",90183900]
[1122,{"$nulls":3},"XB8.4.9 Balónikové katétre na perkutánne rádiologické intervencie - skórovacie PTA katétre (scoring PTA)",{"$nulls":10},{"v":859.68,"d":"859.680000"},"ks"]
[1123,"XB8.4.9","X04139","P81527","Katéter dilatačný scoring PTA Scoreflex PTA","rôzne typy a veľkosti","ORB","NL","ks",{"v":0.2,"d":"20.00%"},{"v":851.4,"d":"851.40"},{"v":851.4,"d":"851.40"},{"v":0,"d":"0.00"},{"v":0,"d":"0.0000%"},"I","KAR, RAT",90183900]
[1124,"XB8.4.9","X05334","P1484A","Katéter PTA balónikový dilatačný rezací Tri-Wedge","rôzne rozmery","BSA","CN","ks",{"v":0.2,"d":"20.00%"},{"v":854,"d":"854.00"},{"v":854,"d":"854.00"},{"v":0,"d":"0.00"},{"v":0,"d":"0.0000%"},"I","KAR, RAT",90183900,11552]
[1125,"XB8.4.9","X03668","P91521","Katéter balónikový PTA Chocolate","dilatačný","TIL","US","ks",{"v":0.2,"d":"20.00%"},{"v":855,"d":"855.00"},{"v":855,"d":"855.00"},{"v":0,"d":"0.00"},{"v":0,"d":"0.0000%"},"I","KAR, RAT",90183900]
[1126,"XB8.4.9","X02774","P81057","Katéter PTA balónikový AngioSculpt","rôzne typy a veľkosti (priemer 2.0-6.0mm; dĺžka 20-100mm)","XBT","CH","ks",{"v":0.2,"d":"20.00%"},859.68,859.68,{"v":0,"d":"0.00"},{"v":0,"d":"0.0000%"},"I","KAR, RAT",90180390]
[1127,{"$nulls":3},"XB8.4.10 Balónikové katétre na perkutánne rádiologické intervencie - vysokotlakové PTA katétre",{"$nulls":10},{"v":468.01,"d":"468.010000"},"ks"]
[1128,"XB8.4.10","X04153","P95939","Katéter PTA balónikový dilatačný Charger","rôzne rozmery","BSC","US","ks",{"v":0.2,"d":"20.00%"},{"v":450,"d":"450.00"},{"v":450,"d":"450.00"},{"v":0,"d":"0.00"},{"v":0,"d":"0.0000%"},"I","KAR, RAT",90183900]
[1129,"XB8.4.10","X04052","P96062","Katéter balónikový AltoSa Premier XL PTA","rôzne rozmery","AAH","DE","ks",{"v":0.2,"d":"20.00%"},{"v":455.4,"d":"455.40"},{"v":455.4,"d":"455.40"},{"v":0,"d":"0.00"},{"v":0,"d":"0.0000%"},"I","KAR, RAT",90183900]
[1130,"XB8.4.10","X02636","P87974","Katéter balónikový dilatačný Mustang.","rôzne typy a veľkosti","BSC","US","ks",{"v":0.2,"d":"20.00%"},468.01,468.01,{"v":0,"d":"0.00"},{"v":0,"d":"0.0000%"},"I","KAR, RAT",90183900]
[1131,"XB8.4.10","X02778","P82157","Balónikový dilatačný PTA katéter ATLAS, ATLAS GOLD, ULTRAVERSE, CONQUEST","všetky veľkosti podľa dokumentácie","BAR","US","ks",{"v":0.2,"d":"20.00%"},510.72,468.01,42.71,{"v":0.083627,"d":"8.3627%"},"S","KAR, RAT",90183900]
[1132,{"$nulls":3},"XB8.4.11 Balónikové katétre na perkutánne rádiologické intervencie - infúzne PTA katétre",{"$nulls":10},{"v":1135.2,"d":"1,135.200000"},"ks"]
[1133,"XB8.4.11","X02809","P91367,P91276","Katéter infúzny ClearWay","rôzne modely a veľkosti","ATR","US","ks",{"v":0.2,"d":"20.00%"},{"v":1135.2,"d":"1,135.20"},{"v":1135.2,"d":"1,135.20"},{"v":0,"d":"0.00"},{"v":0,"d":"0.0000%"},"I","KAR, RAT",90183980]
[1134,{"$nulls":3},"XB8.4.12 Balónikové katétre na perkutánne rádiologické intervencie - intrakraniálne PTA katétre remodelačné",{"$nulls":10},{"v":1655.28,"d":"1,655.280000"},"ks"]
[1135,"XB8.4.12","X03038","P75660","Systém oklúzny balónikový HyperGlide",null,"EV3","US","ks",{"v":0.2,"d":"20.00%"},{"v":1379.66,"d":"1,379.66"},{"v":1379.66,"d":"1,379.66"},{"v":0,"d":"0.00"},{"v":0,"d":"0.0000%"},"I","KAR, RAT",90183900]
[1136,"XB8.4.12","X02502","P72906","Katéter balónikový oklúzny TransForm","rôzne typy a veľkosti","STR","US","ks",{"v":0.2,"d":"20.00%"},{"v":1560,"d":"1,560.00"},{"v":1560,"d":"1,560.00"},{"v":0,"d":"0.00"},{"v":0,"d":"0.0000%"},"I","KAR, RAT",90183900]
[1137,"XB8.4.12","X02493","P72337","Remodelačný balonik Copernic/Copernic2L/Eclipse/Eclipse2L/BaltacciB1/2",null,"BEX","FR","ks",{"v":0.2,"d":"20.00%"},{"v":1590.6,"d":"1,590.60"},{"v":1590.6,"d":"1,590.60"},{"v":0,"d":"0.00"},{"v":0,"d":"0.0000%"},"I","KAR, RAT",90183900]
[1138,"XB8.4.12","X03039","P82528","Systém oklúzny balónikový HyperForm",null,"EV3","US","ks",{"v":0.2,"d":"20.00%"},{"v":1655.28,"d":"1,655.28"},{"v":1655.28,"d":"1,655.28"},{"v":0,"d":"0.00"},{"v":0,"d":"0.0000%"},"I","KAR, RAT",90183900]
[1139,{"$nulls":3},"XB8.4.13 Balónikové katétre na perkutánne rádiologické intervencie - intrakraniálne PTA katétre dilatačné",{"$nulls":10},{"v":1674,"d":"1,674.000000"},"ks"]
[1140,"XB8.4.13","X03562","P94201","Katéter PTA balónikový intrakraniálny NeuroSpeed",null,"AAM","DE","ks",{"v":0.2,"d":"20.00%"},{"v":1673.01,"d":"1,673.01"},{"v":1673.01,"d":"1,673.01"},{"v":0,"d":"0.00"},{"v":0,"d":"0.0000%"},"I","KAR, RAT",90183900]
[1141,"XB8.4.13","X03962","P95796","pITA - katéter PTA neurovaskulárny, rýchlovýmenný, balónikový","rôzne rozmery","PNX","DE","ks",{"v":0.2,"d":"20.00%"},{"v":1673.01,"d":"1,673.01"},{"v":1673.01,"d":"1,673.01"},{"v":0,"d":"0.00"},{"v":0,"d":"0.0000%"},"I","KAR, RAT",90183900]
[1142,"XB8.4.13","X02522","P76428","Katéter PTA balónikový intrakraniálny Gateway.","rôzne rozmery","BSC","US","ks",{"v":0.2,"d":"20.00%"},{"v":1674,"d":"1,674.00"},{"v":1674,"d":"1,674.00"},{"v":0,"d":"0.00"},{"v":0,"d":"0.0000%"},"I","KAR, RAT",90183900]
[1143,{"$nulls":3},"XB8.4.14 Balónikové katétre na perkutánne rádiologické intervencie - PTA katétre s liekom na povrchu (DEB) 0.035",{"$nulls":10},{"v":1172,"d":"1,172.000000"},"ks"]
[1144,"XB8.4.14","X02618","P86028","Feeway 014 / Freeway 035","rôzne typy, v plnom rozsahu diametrovks","ERC","DE","ks",{"v":0.2,"d":"20.00%"},995.99,995.99,{"v":0,"d":"0.00"},{"v":0,"d":"0.0000%"},"I","KAR, RAT",90183900]
[1145,"XB8.4.14","X02818","P92743","Katéter balónikový dilatačný periférny Luminor 35","potiahnutý liečivom paclitaxel, rôzne veľkosti","LFV","ES","ks",{"v":0.2,"d":"20.00%"},{"v":1060.75,"d":"1,060.75"},{"v":1060.75,"d":"1,060.75"},{"v":0,"d":"0.00"},{"v":0,"d":"0.0000%"},"I","KAR, RAT",90183900]
[1146,"XB8.4.14","X02807","P91133","Dilatačný katéter pre PTA s liekovým poťahom LUTONIX","všetky veľkosti a modely podľa špecifikácie","LUT","US","ks",{"v":0.2,"d":"20.00%"},{"v":1122,"d":"1,122.00"},{"v":1122,"d":"1,122.00"},{"v":0,"d":"0.00"},{"v":0,"d":"0.0000%"},"I","KAR, RAT",90183900]
[1147,"XB8.4.14","X02789","P85600","Katéter dilatačný balónikový IN.Pact Admiral","uvoľňujúci liečivo paclitaxel, periférny, rôzne modely a veľkosti","INA","S","ks",{"v":0.2,"d":"20.00%"},{"v":1135.2,"d":"1,135.20"},{"v":1135.2,"d":"1,135.20"},{"v":0,"d":"0.00"},{"v":0,"d":"0.0000%"},"I","KAR, RAT",90183900]
[1148,"XB8.4.14","X02812","P92164","Katéter PTA balónikový dilatačný BioPath 014 / 035","BioPath 035, pokrytý paclitaxelom","BIS","CH","ks",{"v":0.2,"d":"20.00%"},{"v":1135.57,"d":"1,135.57"},{"v":1135.57,"d":"1,135.57"},{"v":0,"d":"0.00"},{"v":0,"d":"0.0000%"},"I","KAR, RAT",90183900]
[1149,"XB8.4.14","X03496","P93985","Sequent Please OTW 0,035","potiahnutý paclitaxelom","BME","DE","ks",{"v":0.2,"d":"20.00%"},{"v":1152,"d":"1,152.00"},{"v":1152,"d":"1,152.00"},{"v":0,"d":"0.00"},{"v":0,"d":"0.0000%"},"I","KAR, RAT",90183900]
[1150,"XB8.4.14","X03680","P94682","Katéter angioplastický balónikový Stellarex","0,035´´ otw. uvoľňujúci paclitaxel","COV","US","ks",{"v":0.2,"d":"20.00%"},{"v":1170,"d":"1,170.00"},{"v":1170,"d":"1,170.00"},{"v":0,"d":"0.00"},{"v":0,"d":"0.0000%"},"I","KAR, RAT",90183900]
[1151,"XB8.4.14","X02654","P89391,P92697","PTA katétre s liekom na povrchu (DEB) CARDIONOVUM","LegFlow, Aperto - katétre uvoľňujúci Paclitaxel","CAU","PL","ks",{"v":0.2,"d":"20.00%"},{"v":1172.16,"d":"1,172.16"},{"v":1172,"d":"1,172.00"},0.16,{"v":0.000137,"d":"0.0137%"},"S","KAR, RAT",90183900]
[1152,{"$nulls":3},"XB8.4.15 Balónikové katétre na perkutánne rádiologické intervencie - PTA katétre s liekom na povrchu (DEB) 0.018",{"$nulls":10},{"v":1056,"d":"1,056.000000"},"ks"]
[1153,"XB8.4.15","X04757","P99083","Katéter PTA balónikový dilatačný luminor 18","potiahnutý liečivom paclitaxel; rôzne veľkosti","LFV","ES","ks",{"v":0.2,"d":"20.00%"},875.23,875.23,{"v":0,"d":"0.00"},{"v":0,"d":"0.0000%"},"I","KAR, RAT",90183900]
[1154,"XB8.4.15","X05231","P1704A","Katéter PTA balónikový SELUTION SLR","uvoľňujúci liečivo skupiny limus; rôzne rozmery","MJE","CH","ks",{"v":0.2,"d":"20.00%"},944.38,944.38,{"v":0,"d":"0.00"},{"v":0,"d":"0.0000%"},"I","KAR, RAT",90183900]
[1155,"XB8.4.15","X02814","P92354","Katéter PTA balónikový Passeo-18 LUX","uvoľňujúci liečivo paclitaxel (priemer 3.0-7.0mm, dĺžka 40-120mm)","XBT","CH","ks",{"v":0.2,"d":"20.00%"},958.45,958.45,{"v":0,"d":"0.00"},{"v":0,"d":"0.0000%"},"I","KAR, RAT",90180390]
[1156,"XB8.4.15","X04736","P98491","Katéter PTA dilatačný balónikový ELUTAX \"3\" - OTW / ELUTAX \"3\" - OTW-S","uvoľňujúci paclitaxel; rôzne typy a rozmery","ABU","LT","ks",{"v":0.2,"d":"20.00%"},{"v":1049.99,"d":"1,049.99"},{"v":1049.99,"d":"1,049.99"},{"v":0,"d":"0.00"},{"v":0,"d":"0.0000%"},"I","KAR, RAT",90183900]
[1157,"XB8.4.15","X03265","P93324","Katéter balónikovýpre PTA Ranger / Ranger SL","Over-the-Wire, potiahnutý paclitaxelom","HEQ","DE","ks",{"v":0.2,"d":"20.00%"},{"v":1056,"d":"1,056.00"},{"v":1056,"d":"1,056.00"},{"v":0,"d":"0.00"},{"v":0,"d":"0.0000%"},"I","KAR, RAT",90183900]
[1158,"XB8.4.15","X02790","P85602","Katéter PTCA balónikový IN.PACT Pacific","uvoľňujúci liečivo paclitaxel, periférny, rôzne modely a veľkosti","INA","S","ks",{"v":0.2,"d":"20.00%"},{"v":1056,"d":"1,056.00"},{"v":1056,"d":"1,056.00"},{"v":0,"d":"0.00"},{"v":0,"d":"0.0000%"},"I","KAR, RAT",90183900]
[1159,"XB8.4.15","X03104","P86255","ELUTAX SV - paclitaxel uvoľňujúci balónikový katéter","GW 0,014, GW 0,018; dĺžka 10-250 mm; priemer 1,5-6 mm","AAC","DE","ks",{"v":0.2,"d":"20.00%"},{"v":1152,"d":"1,152.00"},{"v":1056,"d":"1,056.00"},{"v":96,"d":"96.00"},{"v":0.08333299999999999,"d":"8.3333%"},"S","KAR, RAT",90183900]
[1160,{"$nulls":3},"XB8.4.16 Balónikové katétre na perkutánne rádiologické intervencie - PTA katétre s liekom na povrchu (DEB) 0.014",{"$nulls":10},{"v":1188,"d":"1,188.000000"},"ks"]
[1161,"XB8.4.16","X04942","P99749","Katéter balónikový Magic Touch, potiahnutý sirolimom","rôzne rozmery","CCP","IND","ks",{"v":0.2,"d":"20.00%"},{"v":696,"d":"696.00"},{"v":696,"d":"696.00"},{"v":0,"d":"0.00"},{"v":0,"d":"0.0000%"},"I","KAR, RAT",90183900]
[1162,"XB8.4.16","X02817","P92742","Katéter balónikový dilatačný periférny Luminor 14","potiahnutý liečivom paclitaxel, rôzne veľkosti","LFV","ES","ks",{"v":0.2,"d":"20.00%"},{"v":1060.75,"d":"1,060.75"},{"v":1060.75,"d":"1,060.75"},{"v":0,"d":"0.00"},{"v":0,"d":"0.0000%"},"I","KAR, RAT",90183900]
[1163,"XB8.4.16","X03495","P93985","Sequent Please OTW 0,014","potiahnutý paclitaxelom","BME","DE","ks",{"v":0.2,"d":"20.00%"},{"v":1152,"d":"1,152.00"},{"v":1152,"d":"1,152.00"},{"v":0,"d":"0.00"},{"v":0,"d":"0.0000%"},"I","KAR, RAT",90183900]
[1164,"XB8.4.16","X02813","P92164","Katéter PTA balónikový dilatačný BioPath 014 / 035","BioPath 014, pokrytý paclitaxelom","BIS","CH","ks",{"v":0.2,"d":"20.00%"},{"v":1164.74,"d":"1,164.74"},{"v":1164.74,"d":"1,164.74"},{"v":0,"d":"0.00"},{"v":0,"d":"0.0000%"},"I","KAR, RAT",90183900]
[1165,"XB8.4.16","X04735","P98490","Katéter PTA/PTCA dilatačný balónikový ELUTAX \"3\" -RX","uvoľňujúci paclitaxel; rôzne typy a rozmery","ABU","LT","ks",{"v":0.2,"d":"20.00%"},{"v":1180,"d":"1,180.00"},{"v":1180,"d":"1,180.00"},{"v":0,"d":"0.00"},{"v":0,"d":"0.0000%"},"I","KAR, RAT",90183900]
[1166,{"$nulls":3},"XB8.4.17 Balónikové katétre na perkutánne rádiologické intervencie - PTA katétre s liekom na povrchu (DEB) určené do intrakránia",{"$nulls":10},{"v":1199,"d":"1,199.000000"},"ks"]
[1167,"XB8.4.17","X04734","P98489","Katéter PTA dilatačný intrakraniálny N-ELUTAX \"3\"","uvoľňujúci paclitaxel; rôzne typy a rozmery","ABU","LT","ks",{"v":0.2,"d":"20.00%"},{"v":1189.99,"d":"1,189.99"},{"v":1189.99,"d":"1,189.99"},{"v":0,"d":"0.00"},{"v":0,"d":"0.0000%"},"I","KAR, RAT",90189084]
[1168,"XB8.4.17","X03032","P86255","Nelutax® SV","katéter dilatačný balónikový PTCA uvoľňujúci paclitaxel, rôzne veľkosti","AAC","GE","ks",{"v":0.2,"d":"20.00%"},{"v":1199.95,"d":"1,199.95"},{"v":1199,"d":"1,199.00"},0.95,{"v":0.0007920000000000001,"d":"0.0792%"},"S","KAR, RAT",90189084]
[1169,{"$nulls":3},"XB8.4.18 Balónikové katétre na perkutánne rádiologické intervencie - XL PTA katétre",{"$nulls":10},{"v":729.2,"d":"729.200000"},"ks"]
[1170,"XB8.4.18","X02598","P82708","Katéter balónikový dilatačný XXL.",null,"BSC","US","ks",{"v":0.2,"d":"20.00%"},472.81,472.81,{"v":0,"d":"0.00"},{"v":0,"d":"0.0000%"},"I","KAR, RAT",90183900]
[1171,"XB8.4.18","X05127","P1520A","Katéter balónikový pre stentgraft Q50 X / Q50 PLUS",null,"QXM","US","ks",{"v":0.2,"d":"20.00%"},{"v":528,"d":"528.00"},{"v":528,"d":"528.00"},{"v":0,"d":"0.00"},{"v":0,"d":"0.0000%"},"I","KAR, RAT",90183900]
[1172,"XB8.4.18","X04333","P97225","Katéter balónikový dilatačný Andra2balloon","rôzne veľkosti","ANM","DE","ks",{"v":0.2,"d":"20.00%"},{"v":726,"d":"726.00"},{"v":726,"d":"726.00"},{"v":0,"d":"0.00"},{"v":0,"d":"0.0000%"},"I","KAR, RAT",90183900]
[1173,"XB8.4.18","X03481","P93467","Katéter balónikový dilatačný AndraBalloon",null,"ANM","DE","ks",{"v":0.2,"d":"20.00%"},{"v":726,"d":"726.00"},{"v":726,"d":"726.00"},{"v":0,"d":"0.00"},{"v":0,"d":"0.0000%"},"I","KAR, RAT",90183900]
[1174,"XB8.4.18","X03062","P93074","Katéter pre dilatáciu stentgraftov E-xpand",null,"JOT","DE","ks",{"v":0.2,"d":"20.00%"},{"v":726,"d":"726.00"},{"v":726,"d":"726.00"},{"v":0,"d":"0.00"},{"v":0,"d":"0.0000%"},"I","KAR, RAT",90183900]
[1175,"XB8.4.18","X02743","P39031,P38425","Balónikový dilatačný katéter s pr. .035\" MAXI, Powerflex Extreme","rôzne dĺžky a priemery","CDS-NL","IE","ks",{"v":0.2,"d":"20.00%"},729.19,729.19,{"v":0,"d":"0.00"},{"v":0,"d":"0.0000%"},"I","KAR, RAT",90183900]
[1176,"XB8.4.18","X03138","P92312","Katéter balónikový Altosa XL PTA","rôzne rozmery","AAH","DE","ks",{"v":0.2,"d":"20.00%"},{"v":778.8,"d":"778.80"},{"v":729.2,"d":"729.20"},{"v":49.6,"d":"49.60"},{"v":0.06368800000000001,"d":"6.3688%"},"S","KAR, RAT",90183900]
[1177,"XB8.4.18","X02646","P88720","PTA katétre XL do ciev velkých priemerov Zelos",null,"OMI","DE","ks",{"v":0.2,"d":"20.00%"},{"v":825,"d":"825.00"},{"v":729.2,"d":"729.20"},{"v":95.8,"d":"95.80"},{"v":0.116121,"d":"11.6121%"},"S","KAR, RAT",90183900]
[1178,{"$nulls":3},"XB8.4.18.1 Balónikové katétre na perkutánne rádiologické intervencie - XL PTA katétre – špeciálne",{"$nulls":10},{"v":1009.8,"d":"1,009.800000"},"ks"]
[1179,"XB8.4.18.1","X05078","P0225A","Katéter balónikový AltoSa XL Gemini","rôzne rozmery","AAH","DE","ks",{"v":0.2,"d":"20.00%"},{"v":1009.8,"d":"1,009.80"},{"v":1009.8,"d":"1,009.80"},{"v":0,"d":"0.00"},{"v":0,"d":"0.0000%"},"I","KAR, RAT",90183900]
[1180,{"$nulls":3},"XB8.4.19 Balónikové katétre na perkutánne rádiologické intervencie - iné dilatačné pomôcky (aortálna dilatácia)",{"$nulls":10},{"v":336.01,"d":"336.010000"},"ks"]
[1181,"XB8.4.19","X02811","P92122","Katéter balónikový pre stentgraft Reliant","aortálny, rôzne modely a veľkosti","MDC","US","ks",{"v":0.2,"d":"20.00%"},{"v":204.6,"d":"204.60"},{"v":204.6,"d":"204.60"},{"v":0,"d":"0.00"},{"v":0,"d":"0.0000%"},"I","KAR, RAT",90183900]
[1182,"XB8.4.19","X03326","P72711","Balónikové katétre CODA","CODA","COK","US","ks",{"v":0.2,"d":"20.00%"},336.01,336.01,{"v":0,"d":"0.00"},{"v":0,"d":"0.0000%"},"I","KAR, RAT",90183900]
[1183,"XB8.4.19","X03796","P94952","Katéter balónikový oklúzny Equalizer","rôzne rozmery","BSC","US","ks",{"v":0.2,"d":"20.00%"},336.01,336.01,{"v":0,"d":"0.00"},{"v":0,"d":"0.0000%"},"I","KAR, RAT",90183900]
[1184,"XB8.4.19","X02494","P72235","Katéter oklúzny balónikový Standard / Berenstein.","Standard / Berenstein","BSC","US","ks",{"v":0.2,"d":"20.00%"},336.01,336.01,{"v":0,"d":"0.00"},{"v":0,"d":"0.0000%"},"I","KAR, RAT",90183900]
[1185,{"$nulls":3},"XB9 Stenty a stentgrafty"]
[1186,{"$nulls":3},"XB9.1.1.1 Liekmi povlečený stent, balónom expandovateľný",{"$nulls":10},{"v":2197,"d":"2,197.000000"},"ks"]
[1187,"XB9.1.1.1","X03803","P95120","Systém stentový koronárny Abluminus™ DES+","potiahnutý kombináciou biologicky rozložiteľných polymérov a liečiva sirolimus","ENV","IN","ks",{"v":0.1,"d":"10.00%"},{"v":617.1,"d":"617.10"},{"v":617.1,"d":"617.10"},{"v":0,"d":"0.00"},{"v":0,"d":"0.0000%"},"I","ANG, KAR, RAT",90219090]
[1188,"XB9.1.1.1","X04485","P98151","Systém koronárneho stentu uvoľňujúceho novolimus DESyne X2","rôzne typy a veľkosti","ELR","US","ks",{"v":0.1,"d":"10.00%"},668.43,668.43,{"v":0,"d":"0.00"},{"v":0,"d":"0.0000%"},"I","ANG, KAR, RAT",90219090]
[1189,"XB9.1.1.1","X04486","P98166","Stent koronárny uvoľňujúci sirolimus ALEX PLUS so zavádzacím systémom","rôzne priemery a dĺžky, kobaltovochrómový","BAL","PL","ks",{"v":0.2,"d":"20.00%"},698.99,698.99,{"v":0,"d":"0.00"},{"v":0,"d":"0.0000%"},"I","ANG, KAR, RAT",90219090]
[1190,"XB9.1.1.1","X05031","P0482A","Systém stentový Koronárny Genoss DES","rôzne veľkosti","GNC","KR","ks",{"v":0.1,"d":"10.00%"},{"v":720,"d":"720.00"},{"v":720,"d":"720.00"},{"v":0,"d":"0.00"},{"v":0,"d":"0.0000%"},"I","ANG, KAR, RAT",90183900]
[1191,"XB9.1.1.1","X04850","P98921","stent Yukon Chrome PC uvoľňujúci sirolimus","rôzne veľkosti","TNL","DE","ks",{"v":0.1,"d":"10.00%"},724.79,724.79,{"v":0,"d":"0.00"},{"v":0,"d":"0.0000%"},"I","ANG, KAR, RAT",90183900]
[1192,"XB9.1.1.1","X05082","P96953","Stent (DES) koronárny eucaLimus","uvoľňujúci Sirolimus","EUC","DE","ks",{"v":0.1,"d":"10.00%"},{"v":725,"d":"725.00"},{"v":725,"d":"725.00"},{"v":0,"d":"0.00"},{"v":0,"d":"0.0000%"},"I","ANG, KAR, RAT",90219090]
[1193,"XB9.1.1.1","X04878","P99716","systém stentový Yukon Choice PC , uvoľňujúci liečivo sirolimus","rôzne veľkosti","TNL","DE","ks",{"v":0.1,"d":"10.00%"},{"v":725,"d":"725.00"},{"v":725,"d":"725.00"},{"v":0,"d":"0.00"},{"v":0,"d":"0.0000%"},"I","ANG, KAR, RAT",90183900]
[1194,"XB9.1.1.1","X04123","P96277","M'Sure-S koronárny stentový systém uvoľňujúci sirolimus","rôzne veľkosti","MUD","IN","ks",{"v":0.1,"d":"10.00%"},891.23,891.23,{"v":0,"d":"0.00"},{"v":0,"d":"0.0000%"},"I","ANG, KAR, RAT",90219090]
[1195,"XB9.1.1.1","X04467","P97400","Stent Accura DECENT S uvoľujúci sirolimus","rôzne veľkosti","AUA","DE","ks",{"v":0.1,"d":"10.00%"},{"v":900,"d":"900.00"},{"v":900,"d":"900.00"},{"v":0,"d":"0.00"},{"v":0,"d":"0.0000%"},"I","ANG, KAR, RAT",90219090]
[1196,"XB9.1.1.1","X02474","P68771","Coroflex ISAR/ ISAR NEO","uvoľňujúci Sirolimus, neobsahuje polyméry, priemer 2,0 až 4,0mm, dĺžka 8-38mm.","BME","DE","ks",{"v":0.1,"d":"10.00%"},956.65,956.65,{"v":0,"d":"0.00"},{"v":0,"d":"0.0000%"},"I","ANG, KAR, RAT",90219090]
[1197,"XB9.1.1.1","X05137","P99086","Stent periférny angiolite BTK","potiahnutý liečivom sirolimus; rôzne veľkosti","LFV","ES","ks",{"v":0.1,"d":"10.00%"},985.12,985.12,{"v":0,"d":"0.00"},{"v":0,"d":"0.0000%"},"I","ANG, KAR, RAT",90183900]
[1198,"XB9.1.1.1","X05336","P3346A","Systém koronárneho stentu uvolnujúci ridaforolimus EluNIR",null,"MNO","IL","ks",{"v":0.1,"d":"10.00%"},{"v":1002.59,"d":"1,002.59"},{"v":1002.59,"d":"1,002.59"},{"v":0,"d":"0.00"},{"v":0,"d":"0.0000%"},"I","ANG, KAR, RAT",90219090,11454]
[1199,"XB9.1.1.1","X05033","P0583A","Stent koronárny ORSIRO MISSION","uvoľňujúci liečivo sirolimus, rôzne veľkosti","CNM","DE","ks",{"v":0.1,"d":"10.00%"},{"v":1050,"d":"1,050.00"},{"v":1050,"d":"1,050.00"},{"v":0,"d":"0.00"},{"v":0,"d":"0.0000%"},"I","ANG, KAR, RAT",90219090]
[1200,"XB9.1.1.1","X00833","P87857","Stent ORSIRO uvoľňujúci Sirolimus","priemer 2,25-4,0 mm, dĺžka 9-30 mm","XBT","CH","ks",{"v":0.1,"d":"10.00%"},{"v":1111.86,"d":"1,111.86"},{"v":1111.86,"d":"1,111.86"},{"v":0,"d":"0.00"},{"v":0,"d":"0.0000%"},"I","ANG, KAR, RAT",90180390]
[1201,"XB9.1.1.1","X05234","P0486A","Systém koronárneho stentu uvolnujúceho everolimus Evermine50","rôzne rozmery","MFP","IN","ks",{"v":0.1,"d":"10.00%"},{"v":1138.62,"d":"1,138.62"},{"v":1138.62,"d":"1,138.62"},{"v":0,"d":"0.00"},{"v":0,"d":"0.0000%"},"I","ANG, KAR, RAT",90219090]
[1202,"XB9.1.1.1","X00998","P88696","Stent koronárny CRE8, CRE8 EVO","všetky veľkosti výrobcu","CDR","IT","ks",{"v":0.1,"d":"10.00%"},{"v":1183.39,"d":"1,183.39"},{"v":1183.39,"d":"1,183.39"},{"v":0,"d":"0.00"},{"v":0,"d":"0.0000%"},"I","ANG, KAR, RAT",90219090]
[1203,"XB9.1.1.1","X05286","P0512A","Systém stentový Promus ELITE MONORAIL","uvoľňujúci liečivo everolimus; rôzne rozmery","BSC","US","ks",{"v":0.1,"d":"10.00%"},{"v":1225.83,"d":"1,225.83"},{"v":1225.83,"d":"1,225.83"},{"v":0,"d":"0.00"},{"v":0,"d":"0.0000%"},"I","ANG, KAR, RAT",90219090]
[1204,"XB9.1.1.1","X05335","P3382A","Systém koronárneho stentu Eurolimus","rôzne velkosti, uvolnujúci liecivo sirolimus","ERC","DE","ks",{"v":0.1,"d":"10.00%"},{"v":1264.45,"d":"1,264.45"},{"v":1264.45,"d":"1,264.45"},{"v":0,"d":"0.00"},{"v":0,"d":"0.0000%"},"I","ANG, KAR, RAT",90219090,11453]
[1205,"XB9.1.1.1","X03151","P92858","Stent koronárny s karbónovým povlakom ITRIX/Rapamycín-Sirolimus","ITRIX\", rôzne veľkosti dd:2,00- .3,00mm, dd:3,25-4,00mm,so zavádzacím systémom","AMG","DE","ks",{"v":0.1,"d":"10.00%"},{"v":1274.09,"d":"1,274.09"},{"v":1274.09,"d":"1,274.09"},{"v":0,"d":"0.00"},{"v":0,"d":"0.0000%"},"I","ANG, KAR, RAT",90219090]
[1206,"XB9.1.1.1","X04752","P99163","Systém koronárneho stentu XIENCE Alpine","uvoľňujúci liečivo everolimus, rôzne rozmery","ABT","US","ks",{"v":0.1,"d":"10.00%"},{"v":1294.7,"d":"1,294.70"},{"v":1294.7,"d":"1,294.70"},{"v":0,"d":"0.00"},{"v":0,"d":"0.0000%"},"I","ANG, KAR, RAT",90213990]
[1207,"XB9.1.1.1","X00999","P86093","Stent koronárny Resolute Integrity","uvoľňujúci zotarolimus, rôzne priemery a veľkosti","MDC","US","ks",{"v":0.1,"d":"10.00%"},{"v":1306.8,"d":"1,306.80"},{"v":1306.8,"d":"1,306.80"},{"v":0,"d":"0.00"},{"v":0,"d":"0.0000%"},"I","ANG, KAR, RAT",90219090]
[1208,"XB9.1.1.1","X00830","P84202,P72607","XIENCE koronárny stent povlečený Everolimom","XIENCE V - diametre 2,25; 2,5; 2,75; 3,0; 3,5; 3,75; 4,0; v dĺžkach 8, 12, 15, 18, 23, a 28 mm. Intrakoronárny stent potiahnutý liekom             XIENCE PRIME diametre 2,25; 2,5; 2,75; 3,0; 3,5; 3,75; 4,0; v dĺžkach 8, 12, 15, 18, 23, 28, 33 a 38 mm. Intrakoronárny stent potiahnutý liekom","ABT","US","ks",{"v":0.1,"d":"10.00%"},{"v":1392.08,"d":"1,392.08"},{"v":1392.08,"d":"1,392.08"},{"v":0,"d":"0.00"},{"v":0,"d":"0.0000%"},"I","ANG, KAR, RAT",90213990]
[1209,"XB9.1.1.1","X01740","P90119","XIENCE Xpedition, Xpedition SV, Xpedition LL, Xpedition 48","Intrakoronárny stent potiahnutý liekom Everolimus","ABT","US","ks",{"v":0.1,"d":"10.00%"},{"v":1422,"d":"1,422.00"},{"v":1422,"d":"1,422.00"},{"v":0,"d":"0.00"},{"v":0,"d":"0.0000%"},"I","ANG, KAR, RAT",90213990]
[1210,"XB9.1.1.1","X03785","P94662","BIOSS®LIM koronárný bifurkačný stent","uvoľňujúci liečivo Sirolimus","BLT","PL","ks",{"v":0.1,"d":"10.00%"},{"v":1512.5,"d":"1,512.50"},{"v":1512.5,"d":"1,512.50"},{"v":0,"d":"0.00"},{"v":0,"d":"0.0000%"},"I","ANG, KAR, RAT",90219090]
[1211,"XB9.1.1.1","X03959","P95768","Systém stentový koronárny SUPRAFLEX","rôzne veľkosti a dĺžky","SHJ","IN","ks",{"v":0.1,"d":"10.00%"},{"v":1525.79,"d":"1,525.79"},{"v":1525.79,"d":"1,525.79"},{"v":0,"d":"0.00"},{"v":0,"d":"0.0000%"},"I","ANG, KAR, RAT",90219090]
[1212,"XB9.1.1.1","X02357","P91347","Combo Bio-engineered Sirolimus/Combo Plus Eluting Stent","duálný terapeutický stent","ORB","NL","ks",{"v":0.1,"d":"10.00%"},{"v":1566.95,"d":"1,566.95"},{"v":1566.95,"d":"1,566.95"},{"v":0,"d":"0.00"},{"v":0,"d":"0.0000%"},"I","ANG, KAR, RAT",90219090]
[1213,"XB9.1.1.1","X04685","P98524","Systém koronárneho stentu XIENCE Sierra","uvoľňujúci liečivo everolimus; rôzne rozmery","ABT","US","ks",{"v":0.1,"d":"10.00%"},{"v":1629.08,"d":"1,629.08"},{"v":1629.08,"d":"1,629.08"},{"v":0,"d":"0.00"},{"v":0,"d":"0.0000%"},"I","ANG, KAR, RAT",90213990]
[1214,"XB9.1.1.1","X04039","P95942","Systém koronárneho stentu BioMatrix Alpha","potiahnutý liečivom biolimus; rôzne typy","BIS","CH","ks",{"v":0.1,"d":"10.00%"},{"v":1658.06,"d":"1,658.06"},{"v":1658.06,"d":"1,658.06"},{"v":0,"d":"0.00"},{"v":0,"d":"0.0000%"},"I","ANG, KAR, RAT",30039000]
[1215,"XB9.1.1.1","X02359","P91716","BioFreedom - koronárny stent pokrytý liekom",null,"BIS-CH","CH","ks",{"v":0.1,"d":"10.00%"},{"v":1667.38,"d":"1,667.38"},{"v":1667.38,"d":"1,667.38"},{"v":0,"d":"0.00"},{"v":0,"d":"0.0000%"},"I","ANG, KAR, RAT",30039000]
[1216,"XB9.1.1.1","X03470","P92340","Systém stentový NOVA VIDA","potiahnutý liečivom sirolimus","INBIO","IN","ks",{"v":0.1,"d":"10.00%"},{"v":1694,"d":"1,694.00"},{"v":1694,"d":"1,694.00"},{"v":0,"d":"0.00"},{"v":0,"d":"0.0000%"},"I","ANG, KAR, RAT",90215000]
[1217,"XB9.1.1.1","X02290","P89907","Biomime","system stentový Biomime, uvoľňujúci liečivo Sirolimus","MERIL","IN","ks",{"v":0.1,"d":"10.00%"},{"v":1768.44,"d":"1,768.44"},{"v":1768.44,"d":"1,768.44"},{"v":0,"d":"0.00"},{"v":0,"d":"0.0000%"},"I","ANG, KAR, RAT",90215000]
[1218,"XB9.1.1.1","X03973","P95876","Systém koronárneho stentu uvoľňujúceho sirolimus Angiolite","rôzne veľkosti","LFV","ES","ks",{"v":0.1,"d":"10.00%"},{"v":1815,"d":"1,815.00"},{"v":1815,"d":"1,815.00"},{"v":0,"d":"0.00"},{"v":0,"d":"0.0000%"},"I","ANG, KAR, RAT",30039000]
[1219,"XB9.1.1.1","X01755","P88407","Stent koronárny poťahovaný ACTIVE / ACTIVE Small / ihtDEStiny BD","ACTIVE  priem.2-4,5mm, dĺ.9-36mm, ihtDEStiny BD priem. 2,25-4mm, dĺ.28-40mm","IHT","ES","ks",{"v":0.2,"d":"20.00%"},{"v":1839.9,"d":"1,839.90"},{"v":1839.9,"d":"1,839.90"},{"v":0,"d":"0.00"},{"v":0,"d":"0.0000%"},"I","ANG, KAR, RAT",90213990]
[1220,"XB9.1.1.1","X03141","P92422","Systém koronárneho stentu Ultimaster/Ultimaster Tansei","uvoľňujúci liečivo Sirolimus","TCJ","BE","ks",{"v":0.1,"d":"10.00%"},{"v":1859,"d":"1,859.00"},{"v":1859,"d":"1,859.00"},{"v":0,"d":"0.00"},{"v":0,"d":"0.0000%"},"I","ANG, KAR, RAT",90219090]
[1221,"XB9.1.1.1","X02360","P91717","BioMatrix NeoFlex - koronárny stent uvoľňujúci liek",null,"BIS-CH","CH","ks",{"v":0.1,"d":"10.00%"},{"v":1974.43,"d":"1,974.43"},{"v":1974.43,"d":"1,974.43"},{"v":0,"d":"0.00"},{"v":0,"d":"0.0000%"},"I","ANG, KAR, RAT",30039000]
[1222,"XB9.1.1.1","X03896","P95511","BioMime Morph","systém stentový koronárny","MFP","IN","ks",{"v":0.1,"d":"10.00%"},{"v":1985.96,"d":"1,985.96"},{"v":1985.96,"d":"1,985.96"},{"v":0,"d":"0.00"},{"v":0,"d":"0.0000%"},"I","ANG, KAR, RAT",90219090]
[1223,"XB9.1.1.1","X01780","P91477","KORONÁRNY STENTOVÝ SYSTÉM XLIMUS UVOĽŇUJÚCI SIROLIMUS","všetky rozmery","CAU","PL","ks",{"v":0.1,"d":"10.00%"},{"v":1991.66,"d":"1,991.66"},{"v":1991.66,"d":"1,991.66"},{"v":0,"d":"0.00"},{"v":0,"d":"0.0000%"},"I","ANG, KAR, RAT",90219090]
[1224,"XB9.1.1.1","X00832","P86571","Biomatrix Flex - systém koronárneho liekového stentu",null,"BIS-CH","CH","ks",{"v":0.1,"d":"10.00%"},{"v":1993.51,"d":"1,993.51"},{"v":1993.51,"d":"1,993.51"},{"v":0,"d":"0.00"},{"v":0,"d":"0.0000%"},"I","ANG, KAR, RAT",30039000]
[1225,"XB9.1.1.1","X00831","P82361","Systém stentový Nobori","uvoľňujúci liečivo Biolimus A9","TCJ","BE","ks",{"v":0.1,"d":"10.00%"},{"v":2034.37,"d":"2,034.37"},{"v":2034.37,"d":"2,034.37"},{"v":0,"d":"0.00"},{"v":0,"d":"0.0000%"},"I","ANG, KAR, RAT",90219090]
[1226,"XB9.1.1.1","X03406","P93817","Stenty koronárne uvoľnujúce liečivo a systém zavádzací Resolute Onyx",null,"MDC","US","ks",{"v":0.1,"d":"10.00%"},{"v":2042.65,"d":"2,042.65"},{"v":2042.65,"d":"2,042.65"},{"v":0,"d":"0.00"},{"v":0,"d":"0.0000%"},"I","ANG, KAR, RAT",90219090]
[1227,"XB9.1.1.1","X01714","P72905","Systém chróm-platinového stentu Promus PREMIER","uvoľňujúci liečivo everolimus","BSC","US","ks",{"v":0.1,"d":"10.00%"},{"v":2122.04,"d":"2,122.04"},{"v":2122.04,"d":"2,122.04"},{"v":0,"d":"0.00"},{"v":0,"d":"0.0000%"},"I","ANG, KAR, RAT",90219090]
[1228,"XB9.1.1.1","X01742","P90465","Systém chróm-platinového stentu Synergy","uvoľňujúci liečivo everolimus","BSC","US","ks",{"v":0.1,"d":"10.00%"},{"v":2122.04,"d":"2,122.04"},{"v":2122.04,"d":"2,122.04"},{"v":0,"d":"0.00"},{"v":0,"d":"0.0000%"},"I","ANG, KAR, RAT",90219090]
[1229,"XB9.1.1.1","X00829","P84470,P89352","Systém stentový koronárny Promus Element. Systém stentový koronárny promus Element Plus.","uvoľňujúci Everolimus","BSC","US","ks",{"v":0.1,"d":"10.00%"},{"v":2122.04,"d":"2,122.04"},{"v":2122.04,"d":"2,122.04"},{"v":0,"d":"0.00"},{"v":0,"d":"0.0000%"},"I","ANG, KAR, RAT",90219090]
[1230,"XB9.1.1.1","X03586","P94636","Systém koronárneho stentu MiStent","stent absorbovatelným polymérom uvolnujúcim sirolimus, dĺžky 9-30 mm,primer 2,5-3,5 mm","MHI","US","ks",{"v":0.1,"d":"10.00%"},{"v":2197,"d":"2,197.00"},{"v":2197,"d":"2,197.00"},{"v":0,"d":"0.00"},{"v":0,"d":"0.0000%"},"I","ANG, KAR, RAT",90219090]
[1231,"XB9.1.1.1","X00828","P85501,P72004","Systém stentový TAXUS Element Monorail. Stenty koronárne Boston Taxus Liberte.","vylučujúci Paclitaxel","BSC","US","ks",{"v":0.1,"d":"10.00%"},{"v":2197,"d":"2,197.00"},{"v":2197,"d":"2,197.00"},{"v":0,"d":"0.00"},{"v":0,"d":"0.0000%"},"I","ANG, KAR, RAT",90219090]
[1232,"XB9.1.1.1","X01268","P75646","Stent koronárny amg Arthos Pico Elite/Paclitaxel","so zavádzacím systémom","AMG","DE","ks",{"v":0.1,"d":"10.00%"},{"v":2538.35,"d":"2,538.35"},{"v":2197,"d":"2,197.00"},341.35,{"v":0.13447699999999999,"d":"13.4477%"},"S","ANG, KAR, RAT",90219090]
[1233,"XB9.1.1.1","X01734","P88964","Systém koronárneho stentu DESyne","diameter 2,5mm 3,0mm 3,5mm dĺžky 14mm 18mm 28 mm","ELR","US","ks",{"v":0.1,"d":"10.00%"},{"v":2662,"d":"2,662.00"},{"v":2197,"d":"2,197.00"},{"v":465,"d":"465.00"},{"v":0.174681,"d":"17.4681%"},"S","ANG, KAR, RAT",10702]
[1234,{"$nulls":3},"XB9.1.1.2 Liekmi povlečený stent, samoexpandovateľný",{"$nulls":10},{"v":2197,"d":"2,197.000000"},"ks"]
[1235,"XB9.1.1.2","X04152","P95919","Systém vaskulárneho stentu Eluvia OTW","uvoľňujúci liečivo paclitaxel, rôzne rozmery","BSC","US","ks",{"v":0.1,"d":"10.00%"},{"v":2000,"d":"2,000.00"},{"v":2000,"d":"2,000.00"},{"v":0,"d":"0.00"},{"v":0,"d":"0.0000%"},"I","ANG, KAR, RAT",90219090]
[1236,"XB9.1.1.2","X03594","P94660","Systém koronárného stentu Xposition S Stentys","dĺžky 17,22,27,37 priemer 2,5-4,5 mm, samoexpandovateľný stent uvoľňujúci Sirolimusdĺžky 17,22,27,37 priemer 2,5-4,5 mm, samoexpandovateľný stent uvoľňujúci Sirolimus","SSS","FR","ks",{"v":0.1,"d":"10.00%"},{"v":2057,"d":"2,057.00"},{"v":2057,"d":"2,057.00"},{"v":0,"d":"0.00"},{"v":0,"d":"0.0000%"},"I","ANG, KAR, RAT",90219090]
[1237,"XB9.1.1.2","X02298","P86482","Stent samoexpandovateľný nitinolový Stentys (PES)","Paclitaxel eluting Coronary stent, dĺžka 17; 22 a 27 mm","SSS","FR","ks",{"v":0.1,"d":"10.00%"},{"v":2197,"d":"2,197.00"},{"v":2197,"d":"2,197.00"},{"v":0,"d":"0.00"},{"v":0,"d":"0.0000%"},"I","ANG, KAR, RAT",90219090]
[1238,"XB9.1.1.2","X03414","P93900","Stent samoexpandovatelný nitinolový Stentys (SES)","Sirolimus eluting Coronary stent, dlžka 17; 22 a 27 mm","SSS","FR","ks",{"v":0.1,"d":"10.00%"},{"v":2197,"d":"2,197.00"},{"v":2197,"d":"2,197.00"},{"v":0,"d":"0.00"},{"v":0,"d":"0.0000%"},"I","ANG, KAR, RAT",90219090]
[1239,{"$nulls":3},"XB9.1.1.3 Liekom povlečené stenty (DES) pre perkutánne rádiologické intervencie - balónom expandovateľné",{"$nulls":10},{"v":2365.01,"d":"2,365.010000"},"ks"]
[1240,"XB9.1.1.3","X03023","P92775","CRE8 BTK","uvoľňujúci Sirolimus,všetky veľkosti výrobcu","CDR","IT","ks",{"v":0.1,"d":"10.00%"},{"v":1099.94,"d":"1,099.94"},{"v":1099.94,"d":"1,099.94"},{"v":0,"d":"0.00"},{"v":0,"d":"0.0000%"},"I","KAR, RAT",90219090]
[1241,"XB9.1.1.3","X02861","P92702","Systém periférneho stentu XIENCE PRIME BTK","Everolimom poťahovaný periférny stent do podkolenného riečiska","ABT","US","ks",{"v":0.1,"d":"10.00%"},{"v":1635.57,"d":"1,635.57"},{"v":1635.57,"d":"1,635.57"},{"v":0,"d":"0.00"},{"v":0,"d":"0.0000%"},"I","KAR, RAT",90213990]
[1242,"XB9.1.1.3","X02989","P89459","Systém stentový Promus Element Plus Monorail BTK, Promus Element Plus Ower-The-Wire BTK.","Monorail BTK / Ower-The-Wire BTK, uvoľňujúci everolimus","BSC","US","ks",{"v":0.1,"d":"10.00%"},{"v":2365.01,"d":"2,365.01"},{"v":2365.01,"d":"2,365.01"},{"v":0,"d":"0.00"},{"v":0,"d":"0.0000%"},"I","KAR, RAT",90219090]
[1243,{"$nulls":3},"XB9.1.1.4 Liekom povlečené stenty (DES) pre perkutánne rádiologické intervencie - samoexpandovateľné",{"$nulls":10},{"v":2048.2,"d":"2,048.200000"},"ks"]
[1244,"XB9.1.1.4","X05345","P2894A","Stent samoexpandovateľný periférny NITIDES","rôzne veľkosti","CDR","IT","ks",{"v":0.1,"d":"10.00%"},{"v":1089,"d":"1,089.00"},{"v":1089,"d":"1,089.00"},{"v":0,"d":"0.00"},{"v":0,"d":"0.0000%"},"I","KAR, RAT",90219090,11494]
[1245,"XB9.1.1.4","X03958","P95506","Stent samorozťažný nitinolový Stentys BTK","Peripheral Vascular (Below-The-Knee) Stent with Delivery System‘ (‚Periférny vaskulárny (podkolenný) stent so zavádzacím systémom‘)","SSS","FR","ks",{"v":0.1,"d":"10.00%"},{"v":2040,"d":"2,040.00"},{"v":2040,"d":"2,040.00"},{"v":0,"d":"0.00"},{"v":0,"d":"0.0000%"},"I","KAR, RAT",90219090]
[1246,"XB9.1.1.4","X03367","P84700","Stent Zilver poťahovaný liekom","rôzne rozmery","COK-IE","US","ks",{"v":0.1,"d":"10.00%"},{"v":2048.2,"d":"2,048.20"},{"v":2048.2,"d":"2,048.20"},{"v":0,"d":"0.00"},{"v":0,"d":"0.0000%"},"I","KAR, RAT",90219090]
[1247,{"$nulls":3},"XB9.1.2 Bioresorbovateľné cievne výstuže pre implantáciu do koronárnych tepien",{"$nulls":10},{"v":4400.77,"d":"4,400.770000"},"ks"]
[1248,"XB9.1.2","X04881","P99840","Systém bioabsorpčnej koronárnej výstuže uvoľnujúcej sirolimus Fantom","rôzne veľkosti","RVA","US","ks",{"v":0.1,"d":"10.00%"},{"v":1500.4,"d":"1,500.40"},{"v":1500.4,"d":"1,500.40"},{"v":0,"d":"0.00"},{"v":0,"d":"0.0000%"},"I","KAR",90213990]
[1249,"XB9.1.2","X04882","P99841","Systém bioabsorpčnej koronárnej výstuže uvoľnujúcej sirolimus Fantom encore","rôzne veľkosti","RVA","US","ks",{"v":0.1,"d":"10.00%"},{"v":1500.4,"d":"1,500.40"},{"v":1500.4,"d":"1,500.40"},{"v":0,"d":"0.00"},{"v":0,"d":"0.0000%"},"I","KAR",90213990]
[1250,"XB9.1.2","X05139","P99842","Systém bioabsorpčnej vaskulárnej výstuže uvoľnujúcej sirolimus MOTIV","rôzne veľkosti","RVA","US","ks",{"v":0.1,"d":"10.00%"},{"v":1633.5,"d":"1,633.50"},{"v":1633.5,"d":"1,633.50"},{"v":0,"d":"0.00"},{"v":0,"d":"0.0000%"},"I","KAR",90213990]
[1251,"XB9.1.2","X04523","P98152","Systém bioresorpcnej koronárnej výstuže uvolnujúcej novolimus DeSolve CX Plus","rôzne typy a velkosti","ELR","US","ks",{"v":0.1,"d":"10.00%"},{"v":1725,"d":"1,725.00"},{"v":1725,"d":"1,725.00"},{"v":0,"d":"0.00"},{"v":0,"d":"0.0000%"},"I","KAR",90219090]
[1252,"XB9.1.2","X01536","P89990","ABSORB Bioresorbovateľná cievna výstuž","rozmery 2,5x8 mm až 3,5x28 mm","ABT","US","ks",{"v":0.1,"d":"10.00%"},{"v":2062.38,"d":"2,062.38"},{"v":2062.38,"d":"2,062.38"},{"v":0,"d":"0.00"},{"v":0,"d":"0.0000%"},"I","KAR",90213990]
[1253,"XB9.1.2","X03578","P94488","Výstuž cievna bioresorbovateľná ABSORB GT1",null,"ABT","IR","ks",{"v":0.1,"d":"10.00%"},{"v":2062.38,"d":"2,062.38"},{"v":2062.38,"d":"2,062.38"},{"v":0,"d":"0.00"},{"v":0,"d":"0.0000%"},"I","KAR",90213990]
[1254,"XB9.1.2","X03970","P95850","Magmaris","sirolimus uvoľňujúci rezorbovateľný magnéziový scaffold","XBT","CH","ks",{"v":0.1,"d":"10.00%"},{"v":2146.06,"d":"2,146.06"},{"v":2146.06,"d":"2,146.06"},{"v":0,"d":"0.00"},{"v":0,"d":"0.0000%"},"I","KAR",90180390]
[1255,"XB9.1.2","X03393","P93432","Systém koronárneho stentu DESolve/DeSolve XL","Eluting Bioresorbable Coronary Scafold System","ELR","US","ks",{"v":0.1,"d":"10.00%"},{"v":4400.77,"d":"4,400.77"},{"v":4400.77,"d":"4,400.77"},{"v":0,"d":"0.00"},{"v":0,"d":"0.0000%"},"I","KAR",90183900]
[1256,{"$nulls":3},"XB9.1.3 Biodegradovateľné stenty pre perkutánne rádiologické intervencie",{"$nulls":10},{"v":3300.88,"d":"3,300.880000"}]
[1257,"XB9.1.3","X02966","P85154","Stent periferný biodegradabilný Remedy",null,"KYO","JP","ks",{"v":0.1,"d":"10.00%"},{"v":1749.47,"d":"1,749.47"},{"v":1749.47,"d":"1,749.47"},{"v":0,"d":"0.00"},{"v":0,"d":"0.0000%"},"I","KAR, RAT",90219090]
[1258,{"$nulls":3},"XB9.1.4 Stenty pre perkutánne rádiologické neurointervencie"]
[1259,{"$nulls":3},"XB9.1.4.1 Stenty pre perkutánne rádiologické neurointervencie - intrakraniálne remodelačné",{"$nulls":10},{"v":5941.58,"d":"5,941.580000"},"ks"]
[1260,"XB9.1.4.1","X02938","P82505","Systém odpútavací NDS a káblové súpravy CSS","káblové súpravy CSS/NCS","EV3","US","ks",{"v":0.2,"d":"20.00%"},261.36,261.36,{"v":0,"d":"0.00"},{"v":0,"d":"0.0000%"},"I","KAR, RAT",90219090]
[1261,"XB9.1.4.1","X05014","P99443","sieťka neokluzívna remodelačná CascadeM/CascadeL",null,"PEW","ISR","ks",{"v":0.2,"d":"20.00%"},{"v":2352.24,"d":"2,352.24"},{"v":2352.24,"d":"2,352.24"},{"v":0,"d":"0.00"},{"v":0,"d":"0.0000%"},"I","KAR, RAT",90219090]
[1262,"XB9.1.4.1","X04424","P97497","Sieťka remodelačná Comaneci / Comaneci Petit / Comaneci 17",null,"RPI","IS","ks",{"v":0.2,"d":"20.00%"},{"v":3000.36,"d":"3,000.36"},{"v":3000.36,"d":"3,000.36"},{"v":0,"d":"0.00"},{"v":0,"d":"0.0000%"},"I","KAR, RAT",90189000]
[1263,"XB9.1.4.1","X02924","P79983","Stent intrakrainálný LEO/BABY LEO",null,"BEX","FR","ks",{"v":0.1,"d":"10.00%"},{"v":3558.61,"d":"3,558.61"},{"v":3558.61,"d":"3,558.61"},{"v":0,"d":"0.00"},{"v":0,"d":"0.0000%"},"I","KAR, RAT",90219090]
[1264,"XB9.1.4.1","X02838","P77023","Systém na rekonštrukciu ciev CODMAN ENTERPRISE","rôzne veľkosti","CDN-US","US","ks",{"v":0.1,"d":"10.00%"},{"v":4016.46,"d":"4,016.46"},{"v":4016.46,"d":"4,016.46"},{"v":0,"d":"0.00"},{"v":0,"d":"0.0000%"},"I","KAR, RAT",90219090]
[1265,"XB9.1.4.1","X03166","P72003,P85452","Systém stentový intrakraniálny Neuroform 3. Systém zavádzací stentový Neuroform EZ.","S mikrokatétrom, rôzne veľkosti. EZ 2 / EZ 3.","STR","US","ks",{"v":0.1,"d":"10.00%"},{"v":5434,"d":"5,434.00"},{"v":5434,"d":"5,434.00"},{"v":0,"d":"0.00"},{"v":0,"d":"0.0000%"},"I","KAR, RAT",90219090]
[1266,"XB9.1.4.1","X03910","P95584","Stent samoexpandibilný intrakraniálny Accero","všetky veľkosti výrobcu","AAM","DE","ks",{"v":0.1,"d":"10.00%"},{"v":5841,"d":"5,841.00"},{"v":5841,"d":"5,841.00"},{"v":0,"d":"0.00"},{"v":0,"d":"0.0000%"},"I","KAR, RAT",90219090]
[1267,"XB9.1.4.1","X03577","P94482","Pomôcka na rekonštrukciu ciev Barrel","rôzne veľkosti","RER","US","ks",{"v":0.1,"d":"10.00%"},{"v":5941.58,"d":"5,941.58"},{"v":5941.58,"d":"5,941.58"},{"v":0,"d":"0.00"},{"v":0,"d":"0.0000%"},"I","KAR, RAT",90219090]
[1268,"XB9.1.4.1","X03051","P82261","Zariadenie neurovaskulárne remodelačné Solitaire AB",null,"EV3","US","ks",{"v":0.1,"d":"10.00%"},{"v":5941.58,"d":"5,941.58"},{"v":5941.58,"d":"5,941.58"},{"v":0,"d":"0.00"},{"v":0,"d":"0.0000%"},"I","KAR, RAT",90219090]
[1269,"XB9.1.4.1","X03016","P92728,P92729","Stent intrakraniálny pre výdute ACANDIS ACCLINO","Acclino System, Acclino Flex Stent","AAM","DE","ks",{"v":0.1,"d":"10.00%"},{"v":6050,"d":"6,050.00"},{"v":5941.58,"d":"5,941.58"},108.42,{"v":0.017921,"d":"1.7921%"},"S","KAR, RAT",90219090]
[1270,{"$nulls":3},"XB9.1.4.2 Stenty pre perkutánne rádiologické neurointervencie - intrakraniálne pre stenózy - samoexpandovateľné",{"$nulls":10},{"v":6389,"d":"6,389.000000"},"ks"]
[1271,"XB9.1.4.2","X02857","P92041","Zariadenie podporné intraluminálne LVIS / LVIS Jr.","rôzne rozmery","MCV","FR","ks",{"v":0.1,"d":"10.00%"},{"v":4281.73,"d":"4,281.73"},{"v":4281.73,"d":"4,281.73"},{"v":0,"d":"0.00"},{"v":0,"d":"0.0000%"},"I","KAR, RAT",90219090]
[1272,"XB9.1.4.2","X04863","P99557","Stent so zavádzacom Credo","samoexpanzný; rôzne rozmery","AAM","DE","ks",{"v":0.1,"d":"10.00%"},{"v":4730.98,"d":"4,730.98"},{"v":4730.98,"d":"4,730.98"},{"v":0,"d":"0.00"},{"v":0,"d":"0.0000%"},"I","KAR, RAT",90219090]
[1273,"XB9.1.4.2","X03050","P77219","Systém stentový intrakraniálny Wingspan.","Na zväčšenie lumenu aterosklerotických ciev mozgu.","STR","US","ks",{"v":0.1,"d":"10.00%"},{"v":6388.99,"d":"6,388.99"},{"v":6388.99,"d":"6,388.99"},{"v":0,"d":"0.00"},{"v":0,"d":"0.0000%"},"I","KAR, RAT",90219090]
[1274,"XB9.1.4.2","X03466","P91790","Zariadenie revaskularizačné Solitaire 2 / Solitaire Platinum / Solitaire X",null,"EV3","US","ks",{"v":0.2,"d":"20.00%"},{"v":6481.73,"d":"6,481.73"},{"v":6389,"d":"6,389.00"},92.73,{"v":0.014306000000000001,"d":"1.4306%"},"S","KAR, RAT",90189084]
[1275,{"$nulls":3},"XB9.1.4.3 Stenty pre perkutánne rádiologické neurointervencie - intrakraniálne trombektomický",{"$nulls":10},{"v":6388,"d":"6,388.000000"},"ks"]
[1276,"XB9.1.4.3","X05015","P99444","sieťka dynamická neuro-trombektomická Stream/StreamXL",null,"PEW","ISR","ks",{"v":0.1,"d":"10.00%"},{"v":3025,"d":"3,025.00"},{"v":3025,"d":"3,025.00"},{"v":0,"d":"0.00"},{"v":0,"d":"0.0000%"},"I","KAR, RAT",90219090]
[1277,"XB9.1.4.3","X04689","P98782","Zariadenie revaskulizačné EmboTrap II","rôzne typy","NUD","IE","ks",{"v":0.2,"d":"20.00%"},{"v":3600.3,"d":"3,600.30"},{"v":3600.3,"d":"3,600.30"},{"v":0,"d":"0.00"},{"v":0,"d":"0.0000%"},"I","KAR, RAT",90189084]
[1278,"XB9.1.4.3","X05205","P1370A","Systém NeVa","na mechanickú trombektómiu, rôzne typy","VES","US","ks",{"v":0.2,"d":"20.00%"},{"v":3903.9,"d":"3,903.90"},{"v":3903.9,"d":"3,903.90"},{"v":0,"d":"0.00"},{"v":0,"d":"0.0000%"},"I","KAR, RAT",90189084]
[1279,"XB9.1.4.3","X02986","P89347","pRESET® - stent trombektomický",null,"PNX","GE","ks",{"v":0.2,"d":"20.00%"},{"v":3916.97,"d":"3,916.97"},{"v":3916.97,"d":"3,916.97"},{"v":0,"d":"0.00"},{"v":0,"d":"0.0000%"},"I","KAR, RAT",90189084]
[1280,"XB9.1.4.3","X04423","P97496","Zariadenie revaskulizačné Tigertriever / Tigertriever 17 ",null,"RPI","IS","ks",{"v":0.2,"d":"20.00%"},{"v":3999.6,"d":"3,999.60"},{"v":3999.6,"d":"3,999.60"},{"v":0,"d":"0.00"},{"v":0,"d":"0.0000%"},"I","KAR, RAT",90189000]
[1281,"XB9.1.4.3","X02851","P89586","Systém mechanickej trombektómie ReVive™ SE",null,"MDO-CH01","CH","ks",{"v":0.2,"d":"20.00%"},{"v":4080,"d":"4,080.00"},{"v":4080,"d":"4,080.00"},{"v":0,"d":"0.00"},{"v":0,"d":"0.0000%"},"I","KAR, RAT",90189084]
[1282,"XB9.1.4.3","X02858","P92042","Zariadenie extrakčné ERIC","rôzne rozmery","MCV","FR","ks",{"v":0.2,"d":"20.00%"},{"v":5576.99,"d":"5,576.99"},{"v":5576.99,"d":"5,576.99"},{"v":0,"d":"0.00"},{"v":0,"d":"0.0000%"},"I","KAR, RAT",90183190]
[1283,"XB9.1.4.3","X02896","P72336","Systém intrakraniálny Catch+/CATCHView","rôzne typy a veľkosti","BEX","FR","ks",{"v":0.2,"d":"20.00%"},{"v":5880.6,"d":"5,880.60"},{"v":5880.6,"d":"5,880.60"},{"v":0,"d":"0.00"},{"v":0,"d":"0.0000%"},"I","KAR, RAT",90183900]
[1284,"XB9.1.4.3","X02982","P88364","Trombektomický systém ACANDIS APERIO","Aperio Device, Aperio Systém","AAM","DE","ks",{"v":0.2,"d":"20.00%"},{"v":5940,"d":"5,940.00"},{"v":5940,"d":"5,940.00"},{"v":0,"d":"0.00"},{"v":0,"d":"0.0000%"},"I","KAR, RAT",90183900]
[1285,"XB9.1.4.3","X03049","P72890","Extraktor Trevo Retriever","rôzne typy a veľkosti","CCT","US","ks",{"v":0.1,"d":"10.00%"},{"v":6388,"d":"6,388.00"},{"v":6388,"d":"6,388.00"},{"v":0,"d":"0.00"},{"v":0,"d":"0.0000%"},"I","KAR, RAT",90219090]
[1286,{"$nulls":3},"XB9.1.5 Nepovlečené stenty (BMS) pre perkutánne rádiologické intervencie"]
[1287,{"$nulls":3},"XB9.1.5.1 Nepovlečené stenty (BMS) pre perkutánne rádiologické intervencie - základné kovové (BMS) samoexpandovateľné určené do periférie",{"$nulls":10},{"v":1029.59,"d":"1,029.590000"},"ks"]
[1288,"XB9.1.5.1","X03057","P92859","Stent periferný samoexpandovateľný so zavádzacím systémom","Stent FACILE,rôzne veľkosti-6,0-8,0mm, 9,0-11,00mm","AMG","DE","ks",{"v":0.1,"d":"10.00%"},829.08,829.08,{"v":0,"d":"0.00"},{"v":0,"d":"0.0000%"},"I","KAR, RAT",90183900]
[1289,"XB9.1.5.1","X02771","P79399","Stenty kovové samoexpandovateľné určené do periférie Misago",null,"TCJ","JP","ks",{"v":0.1,"d":"10.00%"},{"v":891,"d":"891.00"},{"v":891,"d":"891.00"},{"v":0,"d":"0.00"},{"v":0,"d":"0.0000%"},"I","KAR, RAT",90219090]
[1290,"XB9.1.5.1","X02780","P82163,P82165","Vaskulárny stent BARD® E LUMINEXX®, biliárny stent Bard® E LUMINEXX, ULTRASCORE","všetky veľkosti a modely podľa špecifikácie","BAR","DE","ks",{"v":0.1,"d":"10.00%"},{"v":990,"d":"990.00"},{"v":990,"d":"990.00"},{"v":0,"d":"0.00"},{"v":0,"d":"0.0000%"},"I","KAR, RAT",90213990]
[1291,"XB9.1.5.1","X02773","P81053,P72722,P86292","Stent periférny samoexpandovateľný Astron, Astron Pulsar, Pulsar-18, Pulsar-35","rôzne modely a veľkosti","XBT","CH","ks",{"v":0.1,"d":"10.00%"},{"v":1016.4,"d":"1,016.40"},{"v":1016.4,"d":"1,016.40"},{"v":0,"d":"0.00"},{"v":0,"d":"0.0000%"},"I","KAR, RAT",90180390]
[1292,"XB9.1.5.1","X02903","P74152,P74151","SE / EASY Flype , SE / EASY HiFlype Carbostent","všetky veľkosti výrobcu","CDR","IT","ks",{"v":0.1,"d":"10.00%"},{"v":1029.59,"d":"1,029.59"},{"v":1029.59,"d":"1,029.59"},{"v":0,"d":"0.00"},{"v":0,"d":"0.0000%"},"I","KAR, RAT",90219090]
[1293,"XB9.1.5.1","X03113","P88721","Samoexpandovateľný stent","Resistant stent","EUCATECH","DE","ks",{"v":0.1,"d":"10.00%"},{"v":1135.16,"d":"1,135.16"},{"v":1029.59,"d":"1,029.59"},105.57,{"v":0.09300000000000001,"d":"9.3000%"},"S","KAR, RAT",90219090]
[1294,{"$nulls":3},"XB9.1.5.2 Nepovlečené stenty (BMS) pre perkutánne rádiologické intervencie - štandardné kovové (BMS) samoexpandovateľné určené do periférie",{"$nulls":10},{"v":1389,"d":"1,389.000000"},"ks"]
[1295,"XB9.1.5.2","X02904","P74155","stent RX Carbostent Radix2","pevne umiestnený na balónikovom katétri, všetky veľkosti výrobcu","CDR","IT","ks",{"v":0.1,"d":"10.00%"},{"v":890,"d":"890.00"},{"v":890,"d":"890.00"},{"v":0,"d":"0.00"},{"v":0,"d":"0.0000%"},"I","KAR, RAT",90219090]
[1296,"XB9.1.5.2","X02754","P69832,P88924","Stent systém XPERT, XPERT PRO","samoexpandovateľný stent .018\"","ABT","CH","ks",{"v":0.1,"d":"10.00%"},{"v":1103.41,"d":"1,103.41"},{"v":1103.41,"d":"1,103.41"},{"v":0,"d":"0.00"},{"v":0,"d":"0.0000%"},"I","KAR, RAT",90213990]
[1297,"XB9.1.5.2","X04468","P97401","Stent samorozpínateľný Accura FINEBENT","rôzne veľkosti","AUA","DE","ks",{"v":0.1,"d":"10.00%"},{"v":1150,"d":"1,150.00"},{"v":1150,"d":"1,150.00"},{"v":0,"d":"0.00"},{"v":0,"d":"0.0000%"},"I","KAR, RAT",90219090]
[1298,"XB9.1.5.2","X02463","P58296","Stenty samoexpandovatelné pre .035\" vodič Sinus-535/Sinus-635/Sinus 6F","dlžky až do 200mm","OMI","DE","ks",{"v":0.1,"d":"10.00%"},{"v":1281.32,"d":"1,281.32"},{"v":1281.32,"d":"1,281.32"},{"v":0,"d":"0.00"},{"v":0,"d":"0.0000%"},"I","KAR, RAT",90219090]
[1299,"XB9.1.5.2","X02664","P90628,P90629","Stent samoexpandovateľný ENDOCOR","Discovery, Discovery 5F, Discovery CM","ENL","DE","ks",{"v":0.1,"d":"10.00%"},{"v":1298.33,"d":"1,298.33"},{"v":1298.33,"d":"1,298.33"},{"v":0,"d":"0.00"},{"v":0,"d":"0.0000%"},"I","KAR, RAT",90219090]
[1300,"XB9.1.5.2","X02800","P89063","Samoexpandovateľný .035\" vaskulárny stent SMART Flex","rôzne dĺžky a veľkosti","FLX","US","ks",{"v":0.1,"d":"10.00%"},{"v":1310.28,"d":"1,310.28"},{"v":1310.28,"d":"1,310.28"},{"v":0,"d":"0.00"},{"v":0,"d":"0.0000%"},"I","KAR, RAT",90183900]
[1301,"XB9.1.5.2","X02746","P60968,P65709","Samoexpandovateľný .035\" vaskulárny stent Smart Control, Smart Contol Long, Smart Control Large","Samoexpandovateľný .035\" vaskulárny stent je určený na liečbu aterosklerotických superficiálnych femorálnych lézií.","CDS","US","ks",{"v":0.1,"d":"10.00%"},{"v":1336.51,"d":"1,336.51"},{"v":1336.51,"d":"1,336.51"},{"v":0,"d":"0.00"},{"v":0,"d":"0.0000%"},"I","KAR, RAT",90219090]
[1302,"XB9.1.5.2","X02555","P92767","Stent perif. samorozpínateľný EverFlex so systémom Entrust",null,"EV3","US","ks",{"v":0.1,"d":"10.00%"},{"v":1389,"d":"1,389.00"},{"v":1389,"d":"1,389.00"},{"v":0,"d":"0.00"},{"v":0,"d":"0.0000%"},"I","KAR, RAT",90219090]
[1303,"XB9.1.5.2","X02781","P82164","Vaskulárny stentový systém LIFESTENT® a LIFESTENT XL®","všetky veľkosti a modely podľa špecifikácie","BAR","DE","ks",{"v":0.1,"d":"10.00%"},{"v":1389,"d":"1,389.00"},{"v":1389,"d":"1,389.00"},{"v":0,"d":"0.00"},{"v":0,"d":"0.0000%"},"I","KAR, RAT",90213990]
[1304,{"$nulls":3},"XB9.1.5.3 Nepovlečené stenty (BMS) pre perkutánne rádiologické intervencie - špeciálne kovové (BMS) samoexpandovateľné určené do periférie",{"$nulls":10},{"v":2029.5,"d":"2,029.500000"},"ks"]
[1305,"XB9.1.5.3","X04580","P98370","Systém periférny vaskulárny samoexpandovatelný stentový POLARIS, POLARIS-pp","rôzne typy a velkosti","QUL","DE","ks",{"v":0.1,"d":"10.00%"},{"v":847,"d":"847.00"},{"v":847,"d":"847.00"},{"v":0,"d":"0.00"},{"v":0,"d":"0.0000%"},"I","KAR, RAT",90219090]
[1306,"XB9.1.5.3","X04817","P99384","Stent periférny samorozťažný Pulsar-18 T3","rôzne veľkosti","XBT","CH","ks",{"v":0.1,"d":"10.00%"},947.43,947.43,{"v":0,"d":"0.00"},{"v":0,"d":"0.0000%"},"I","KAR, RAT",90180390]
[1307,"XB9.1.5.3","X03066","P70519,P79457","Stent systém ABSOLUTE, ABSOLUTE PRO, ABSOLUTE PRO LL","samoexpandovateľný nitinolový stent .035\"","ABT","US","ks",{"v":0.1,"d":"10.00%"},{"v":1212.66,"d":"1,212.66"},{"v":1212.66,"d":"1,212.66"},{"v":0,"d":"0.00"},{"v":0,"d":"0.0000%"},"I","KAR, RAT",90213990]
[1308,"XB9.1.5.3","X03681","P94700","Systém stentový periférny samorozťažný iVolution","rôzne veľkosti","LFV","ES","ks",{"v":0.1,"d":"10.00%"},{"v":1275.87,"d":"1,275.87"},{"v":1275.87,"d":"1,275.87"},{"v":0,"d":"0.00"},{"v":0,"d":"0.0000%"},"I","KAR, RAT",90183900]
[1309,"XB9.1.5.3","X02795","P87026","Stent systém SUPERA","samoexpandovateľný nitinolový stent, cievny mimetický implantát","IDV","US","ks",{"v":0.1,"d":"10.00%"},{"v":1444.07,"d":"1,444.07"},{"v":1444.07,"d":"1,444.07"},{"v":0,"d":"0.00"},{"v":0,"d":"0.0000%"},"I","KAR, RAT",90213990]
[1310,"XB9.1.5.3","X02643","P88679,P81160,P85295,P82109,P91414,P72002","Systém stentový Innova. Stent samorozpínateľný nitinolový Epic. Systém stentový karotický Adapt. Stent vaskulárny Wallstent UNI. Endoprotéza iliakálna Wallstent RP. Stent cievny karotický Carotid Wallstent.","Samoexpandovateľný, rôzne veľkosti. Vaskulárny so zavádzacím systémom. So zavádzacím systémom UNISTEP Plus, rôzne veľkosti. So zavádzacím systémom UNISTEP Plus, rôzne veľkosti. Rôzne rozmery.","BSC","US","ks",{"v":0.1,"d":"10.00%"},{"v":1452,"d":"1,452.00"},{"v":1452,"d":"1,452.00"},{"v":0,"d":"0.00"},{"v":0,"d":"0.0000%"},"I","KAR, RAT",90219090]
[1311,"XB9.1.5.3","X05190","P0768A","Systém samorozťažného periférneho stentu BioMimics 3D","rôzne typy","VRA","IE","ks",{"v":0.1,"d":"10.00%"},{"v":1607.3,"d":"1,607.30"},{"v":1607.3,"d":"1,607.30"},{"v":0,"d":"0.00"},{"v":0,"d":"0.0000%"},"I","KAR, RAT",90219090]
[1312,"XB9.1.5.3","X03971","P95852","Periférny viacstentový systém VascuFlex Multi-LOC, 2-LOC, 3-LOC","samoexpandovateľný, nitinolový, rôzne veľkosti, pre spot-stenting","BME","DE","ks",{"v":0.1,"d":"10.00%"},{"v":1616.75,"d":"1,616.75"},{"v":1616.75,"d":"1,616.75"},{"v":0,"d":"0.00"},{"v":0,"d":"0.0000%"},"I","KAR, RAT",90219090]
[1313,"XB9.1.5.3","X02587","P82502","Stent periférny samorozpínateľný Protégé EverFlex",null,"EV3","US","ks",{"v":0.1,"d":"10.00%"},{"v":1824.68,"d":"1,824.68"},{"v":1824.68,"d":"1,824.68"},{"v":0,"d":"0.00"},{"v":0,"d":"0.0000%"},"I","KAR, RAT",90219090]
[1314,"XB9.1.5.3","X03337","P72713","Vaskulárne stenty Zilver","rôzne dĺžky, rôzne priemery","COK-IE","IE","ks",{"v":0.1,"d":"10.00%"},{"v":1855.7,"d":"1,855.70"},{"v":1855.7,"d":"1,855.70"},{"v":0,"d":"0.00"},{"v":0,"d":"0.0000%"},"I","KAR, RAT",90219090]
[1315,"XB9.1.5.3","X03345","P72762","Vaskulárny stent Zilver Flex","rôzne veľkosti","COK","DK","ks",{"v":0.1,"d":"10.00%"},{"v":1855.7,"d":"1,855.70"},{"v":1855.7,"d":"1,855.70"},{"v":0,"d":"0.00"},{"v":0,"d":"0.0000%"},"I","KAR, RAT",90219090]
[1316,"XB9.1.5.3","X03800","P95075","Periférny stent VascuFlex","samoexpandovateľný, nitinolový, rôzne veľkosti","BME","DE","ks",{"v":0.1,"d":"10.00%"},{"v":1990.21,"d":"1,990.21"},{"v":1990.21,"d":"1,990.21"},{"v":0,"d":"0.00"},{"v":0,"d":"0.0000%"},"I","KAR, RAT",90219090]
[1317,"XB9.1.5.3","X03076","P68906","Periférny stent samoexpandovateľný s hemoparínovým povlakom","Resistant Camouflage/euca TAX","Eucatech","DE","ks",{"v":0.1,"d":"10.00%"},{"v":2541,"d":"2,541.00"},{"v":2029.5,"d":"2,029.50"},{"v":511.5,"d":"511.50"},{"v":0.201299,"d":"20.1299%"},"S","KAR, RAT",90219090]
[1318,{"$nulls":3},"XB9.1.5.4 Nepovlečené stenty (BMS) pre perkutánne rádiologické intervencie - štandardné kovové (BMS) balónexpandovateľné určené do periférie",{"$nulls":10},{"v":895.52,"d":"895.520000"},"ks"]
[1319,"XB9.1.5.4","X02761","P72724","Stent periférny Dynamic","rôzne veľkosti","XBT","CH","ks",{"v":0.1,"d":"10.00%"},815.54,815.54,{"v":0,"d":"0.00"},{"v":0,"d":"0.0000%"},"I","KAR, RAT",90180390]
[1320,"XB9.1.5.4","X02758","P71611","Stenty kovové BMS balónexpandovateľné určené do periférie Tsunami Peripheral",null,"TCJ","JP","ks",{"v":0.1,"d":"10.00%"},{"v":825,"d":"825.00"},{"v":825,"d":"825.00"},{"v":0,"d":"0.00"},{"v":0,"d":"0.0000%"},"I","KAR, RAT",90219090]
[1321,"XB9.1.5.4","X05188","P1419A","Systém stentový periférny rozšíriteľný balónikom Dynetic-35","rôzne veľkosti","XBT","CH","ks",{"v":0.1,"d":"10.00%"},877.25,877.25,{"v":0,"d":"0.00"},{"v":0,"d":"0.0000%"},"I","KAR, RAT",90219090]
[1322,"XB9.1.5.4","X02977","P87949","stent  RX Carbostent Isthmus Logic","pevne umiestnený na balónikovom katétri, všetky veľkosti výrobcu","CDR","IT","ks",{"v":0.1,"d":"10.00%"},{"v":890,"d":"890.00"},{"v":890,"d":"890.00"},{"v":0,"d":"0.00"},{"v":0,"d":"0.0000%"},"I","KAR, RAT",90219090]
[1323,"XB9.1.5.4","X02976","P87578","stent RX Carbostent Inperia Advance","pevne umiestnený na balónikovom katétri, všetky  veľkosti výrobcu","CDR","IT","ks",{"v":0.1,"d":"10.00%"},{"v":890,"d":"890.00"},{"v":890,"d":"890.00"},{"v":0,"d":"0.00"},{"v":0,"d":"0.0000%"},"I","KAR, RAT",90219090]
[1324,"XB9.1.5.4","X02561","P92741","Stent periférny Restorer","rôzne veľkosti","LFV","ES","ks",{"v":0.1,"d":"10.00%"},{"v":895.4,"d":"895.40"},{"v":895.4,"d":"895.40"},{"v":0,"d":"0.00"},{"v":0,"d":"0.0000%"},"I","KAR, RAT",30039000]
[1325,"XB9.1.5.4","X02783","P82865","Systém stentový periférny Scuba™","periférny, rôzne modely a veľkosti","INA","IT","ks",{"v":0.1,"d":"10.00%"},{"v":895.4,"d":"895.40"},{"v":895.4,"d":"895.40"},{"v":0,"d":"0.00"},{"v":0,"d":"0.0000%"},"I","KAR, RAT",90219090]
[1326,"XB9.1.5.4","X02768","P77239","Stent periférny Dynamic Renal","rôzne veľkosti","XBT","CH","ks",{"v":0.1,"d":"10.00%"},895.52,895.52,{"v":0,"d":"0.00"},{"v":0,"d":"0.0000%"},"I","KAR, RAT",90180390]
[1327,{"$nulls":3},"XB9.1.5.5 Nepovlečené stenty (BMS) pre perkutánne rádiologické intervencie - špeciálne kovové (BMS) balónexpandovateľné určené do periférie",{"$nulls":10},{"v":1294.7,"d":"1,294.700000"},"ks"]
[1328,"XB9.1.5.5","X04581","P98371","Systém periférny balónom expandovatelný stentový PROPOS","rôzne typy a velkosti","QUL","DE","ks",{"v":0.1,"d":"10.00%"},{"v":883.3,"d":"883.30"},{"v":883.3,"d":"883.30"},{"v":0,"d":"0.00"},{"v":0,"d":"0.0000%"},"I","KAR, RAT",90219090]
[1329,"XB9.1.5.5","X04332","P97182","Systém stentový Talon Minor","rôzne dĺžky, rôzne priemery","QUL","DE","ks",{"v":0.1,"d":"10.00%"},{"v":919,"d":"919.00"},{"v":919,"d":"919.00"},{"v":0,"d":"0.00"},{"v":0,"d":"0.0000%"},"I","KAR, RAT",90219090]
[1330,"XB9.1.5.5","X02550","P82109","Stent vaskulárny Wallstent UNI.","So zavádzacím systémom UNISTEP Plus, rôzne veľkosti.","BSC","US","ks",{"v":0.1,"d":"10.00%"},{"v":1087.79,"d":"1,087.79"},{"v":1087.79,"d":"1,087.79"},{"v":0,"d":"0.00"},{"v":0,"d":"0.0000%"},"I","KAR, RAT",90219090]
[1331,"XB9.1.5.5","X02549","P81883","Systém stentový predmontovaný Expres Vascular SD/LD,\"CPT Angio pack\"","roztiahnuteľný/samoexpandovateľný","BSC","US","ks",{"v":0.1,"d":"10.00%"},{"v":1087.79,"d":"1,087.79"},{"v":1087.79,"d":"1,087.79"},{"v":0,"d":"0.00"},{"v":0,"d":"0.0000%"},"I","KAR, RAT",90219090]
[1332,"XB9.1.5.5","X02784","P83957","Stent systém OMNILINK ELITE","balónom expandovateľný stent .035\"","ABT","US","ks",{"v":0.1,"d":"10.00%"},{"v":1090.46,"d":"1,090.46"},{"v":1090.46,"d":"1,090.46"},{"v":0,"d":"0.00"},{"v":0,"d":"0.0000%"},"I","KAR, RAT",90213990]
[1333,"XB9.1.5.5","X03375","P89385","Vaskulárne balónexpandovateľné stenty Formula","rôzne dĺžky, rôzne priemery","COK","US","ks",{"v":0.1,"d":"10.00%"},{"v":1131.89,"d":"1,131.89"},{"v":1131.89,"d":"1,131.89"},{"v":0,"d":"0.00"},{"v":0,"d":"0.0000%"},"I","KAR, RAT",90219090]
[1334,"XB9.1.5.5","X03376","P89386","Vaskulárne balónexpandovateľné stenty Formula RX","rôzne veľkosti","COK","DK","ks",{"v":0.1,"d":"10.00%"},{"v":1131.89,"d":"1,131.89"},{"v":1131.89,"d":"1,131.89"},{"v":0,"d":"0.00"},{"v":0,"d":"0.0000%"},"I","KAR, RAT",90219090]
[1335,"XB9.1.5.5","X03168","P90174","Vaskulárny stent VALEO®","všetky veľkosti a modely podľa špecifikácie","BAR","US","ks",{"v":0.1,"d":"10.00%"},{"v":1178,"d":"1,178.00"},{"v":1178,"d":"1,178.00"},{"v":0,"d":"0.00"},{"v":0,"d":"0.0000%"},"I","KAR, RAT",90213990]
[1336,"XB9.1.5.5","X04373","P82500","IntraStent® Periférny Stent","periférny, rôzne modely a veľkosti","EV3, INC","US","ks",{"v":0.1,"d":"10.00%"},{"v":1222.1,"d":"1,222.10"},{"v":1222.1,"d":"1,222.10"},{"v":0,"d":"0.00"},{"v":0,"d":"0.0000%"},"I","KAR, RAT",90219090]
[1337,"XB9.1.5.5","X03581","P94492","Systém periférneho stentu BeSmooth","rôzne rozmery","BNN","DE","ks",{"v":0.1,"d":"10.00%"},{"v":1231.78,"d":"1,231.78"},{"v":1231.78,"d":"1,231.78"},{"v":0,"d":"0.00"},{"v":0,"d":"0.0000%"},"I","KAR, RAT",90183900]
[1338,"XB9.1.5.5","X02672","P91345","Systém endovaskulárneho stentu Flexive","Ower-The-Wire","RTH","GR","ks",{"v":0.1,"d":"10.00%"},{"v":1246.3,"d":"1,246.30"},{"v":1246.3,"d":"1,246.30"},{"v":0,"d":"0.00"},{"v":0,"d":"0.0000%"},"I","KAR, RAT",90219090]
[1339,"XB9.1.5.5","X02775","P81117,P81115,P65708,P72069","Balónexpandovateľné .014\", 018\" a .035\"  stenty Cordis Palmaz Genesis a Cordis Palmaz Blue","Balónexpandovateľné .014\", 018\" a .035\"  stenty, rôznych dĺžok a veľkostí.","CDS","IE","ks",{"v":0.1,"d":"10.00%"},{"v":1294.7,"d":"1,294.70"},{"v":1294.7,"d":"1,294.70"},{"v":0,"d":"0.00"},{"v":0,"d":"0.0000%"},"I","KAR, RAT",90219090]
[1340,{"$nulls":3},"XB9.1.5.6 Nepovlečené stenty (BMS) pre perkutánne rádiologické intervencie - nízkoprofilové (0.018) samoexpandovateľné",{"$nulls":10},{"v":1749.66,"d":"1,749.660000"},"ks"]
[1341,"XB9.1.5.6","X04798","P99188","systém stentový FALCOR Flex/Pull","rôzne veľkosti","QME","CH","ks",{"v":0.1,"d":"10.00%"},{"v":1200.32,"d":"1,200.32"},{"v":1200.32,"d":"1,200.32"},{"v":0,"d":"0.00"},{"v":0,"d":"0.0000%"},"I","KAR, RAT",90183900]
[1342,"XB9.1.5.6","X02588","P82503","Stent periférny samorozpínateľný Protégé RX",null,"EV3","US","ks",{"v":0.1,"d":"10.00%"},{"v":1597.2,"d":"1,597.20"},{"v":1597.2,"d":"1,597.20"},{"v":0,"d":"0.00"},{"v":0,"d":"0.0000%"},"I","KAR, RAT",90219090]
[1343,"XB9.1.5.6","X02465","P58296","Stenty samoexpandovatelné nízkoprofilové pre .018\" vodič Sinus-418/Sinus-518","dlžky až do 200mm","OMI","DE","ks",{"v":0.1,"d":"10.00%"},{"v":1749.66,"d":"1,749.66"},{"v":1749.66,"d":"1,749.66"},{"v":0,"d":"0.00"},{"v":0,"d":"0.0000%"},"I","KAR, RAT",90219090]
[1344,{"$nulls":3},"XB9.1.5.7 Nepovlečené stenty (BMS) pre perkutánne rádiologické intervencie - nízkoprofilové (0.014) balónexpandovateľné",{"$nulls":10},{"v":1391.5,"d":"1,391.500000"},"ks"]
[1345,"XB9.1.5.7","X02745","P54110","Stent systém HERCULINK ELITE","balónom expandovateľný stent .014\"","ABT","US","ks",{"v":0.1,"d":"10.00%"},{"v":1112.35,"d":"1,112.35"},{"v":1112.35,"d":"1,112.35"},{"v":0,"d":"0.00"},{"v":0,"d":"0.0000%"},"I","KAR, RAT",90213990]
[1346,"XB9.1.5.7","X02763","P76010","Systém stentový periférny Chromis™ Deep","periférny stent, rôzne modely a veľkosti","INA","IT","ks",{"v":0.1,"d":"10.00%"},{"v":1119.25,"d":"1,119.25"},{"v":1119.25,"d":"1,119.25"},{"v":0,"d":"0.00"},{"v":0,"d":"0.0000%"},"I","KAR, RAT",90219090]
[1347,"XB9.1.5.7","X02757","P71480","Systém stentový renálny Hippocampus™","periférny stent, rôzne modely a veľkosti","INA","IT","ks",{"v":0.1,"d":"10.00%"},{"v":1119.25,"d":"1,119.25"},{"v":1119.25,"d":"1,119.25"},{"v":0,"d":"0.00"},{"v":0,"d":"0.0000%"},"I","KAR, RAT",90219090]
[1348,"XB9.1.5.7","X03752","P82499","Paramount Mini GPS","periférny stent, rôzne modely a velkosti","EV3","US","ks",{"v":0.1,"d":"10.00%"},{"v":1331,"d":"1,331.00"},{"v":1331,"d":"1,331.00"},{"v":0,"d":"0.00"},{"v":0,"d":"0.0000%"},"I","KAR, RAT",90219090]
[1349,{"$nulls":3},"XB9.1.5.8 Nepovlečené stenty (BMS) pre perkutánne rádiologické intervencie - venózne periférne",{"$nulls":10},{"v":1749.66,"d":"1,749.660000"},"ks"]
[1350,"XB9.1.5.8","X04743","P98914","Systém stentový venózny VENOVO","rôzne rozmery","BAR","DE","ks",{"v":0.1,"d":"10.00%"},{"v":1483,"d":"1,483.00"},{"v":1483,"d":"1,483.00"},{"v":0,"d":"0.00"},{"v":0,"d":"0.0000%"},"I","KAR, RAT",90219090]
[1351,"XB9.1.5.8","X03378","P89614","Samoexpandujúce stenty Zilver Vena","rôzne dĺžky, rôzne priemery","COK-IE","IE","ks",{"v":0.1,"d":"10.00%"},{"v":1749.66,"d":"1,749.66"},{"v":1749.66,"d":"1,749.66"},{"v":0,"d":"0.00"},{"v":0,"d":"0.0000%"},"I","KAR, RAT",90219090]
[1352,{"$nulls":3},"XB9.1.5.9 Nepovlečené stenty (BMS) pre perkutánne rádiologické intervencie - venózne intrakraniálne",{"$nulls":10},{"v":858.22,"d":"858.220000"},"ks"]
[1353,"XB9.1.5.9","X01269","P65685,P86549","Stent koronárny amg Arthos Pico","so zavádzacím systémom","AMG","DE","ks",{"v":0.1,"d":"10.00%"},658.13,658.13,{"v":0,"d":"0.00"},{"v":0,"d":"0.0000%"},"I","KAR, RAT",90219090]
[1354,"XB9.1.5.9","X01271","P65685,P86549","Stent koronárny amg Arthos Inert,amg Icros","so zavádzacím systémom","AMG","DE","ks",{"v":0.1,"d":"10.00%"},858.22,858.22,{"v":0,"d":"0.00"},{"v":0,"d":"0.0000%"},"I","KAR, RAT",90219090]
[1355,{"$nulls":3},"XB9.1.5.10 Nepovlečené stenty (BMS) pre perkutánne rádiologické intervencie - XL a aortálne samoexpandovateľné",{"$nulls":10},{"v":2077.57,"d":"2,077.570000"},"ks"]
[1356,"XB9.1.5.10","X04694","P58296","Stent periférny Sinus-Venous","rôzne typy a veľkosti","OMI","DE","ks",{"v":0.1,"d":"10.00%"},{"v":1572.64,"d":"1,572.64"},{"v":1572.64,"d":"1,572.64"},{"v":0,"d":"0.00"},{"v":0,"d":"0.0000%"},"I","KAR, RAT",90219090]
[1357,"XB9.1.5.10","X04695","P58296","Stent periférny Sinus-Obliquus","rôzne typy a veľkosti","OMI","DE","ks",{"v":0.1,"d":"10.00%"},{"v":1872.48,"d":"1,872.48"},{"v":1872.48,"d":"1,872.48"},{"v":0,"d":"0.00"},{"v":0,"d":"0.0000%"},"I","KAR, RAT",90219090]
[1358,"XB9.1.5.10","X03574","P94460","Veniti Vici","systém žilového stentu","VNI","US","ks",{"v":0.1,"d":"10.00%"},{"v":2070,"d":"2,070.00"},{"v":2070,"d":"2,070.00"},{"v":0,"d":"0.00"},{"v":0,"d":"0.0000%"},"I","KAR, RAT",90213100]
[1359,"XB9.1.5.10","X01244","P58296","Stent periférny SINUS-XL/SINUS-XL Flex","samoexpandibilný periferný stent velkých priemerov (16-34mm)","OMI","DE","ks",{"v":0.1,"d":"10.00%"},{"v":2077.57,"d":"2,077.57"},{"v":2077.57,"d":"2,077.57"},{"v":0,"d":"0.00"},{"v":0,"d":"0.0000%"},"I","KAR, RAT",90219090]
[1360,{"$nulls":3},"XB9.1.5.11 Nepovlečené stenty (BMS) pre perkutánne rádiologické intervencie - XL a aortálne balónexpandovateľné",{"$nulls":10},{"v":1336.51,"d":"1,336.510000"}]
[1361,"XB9.1.5.11","X01125","P79970","Stent periférny AndraStent L/XL/XXL","rôzne rozmery","ANM","DE","ks",{"v":0.1,"d":"10.00%"},947.43,947.43,{"v":0,"d":"0.00"},{"v":0,"d":"0.0000%"},"I","KAR, RAT",90213990]
[1362,"XB9.1.5.11","X02791","P85659","Balónexpandovateľné stenty Palmaz Large, Palmaz Genesis Large, XD, SAS Genesis Long",".035\"  stenty, rôznych dĺžok a veľkostí.","CDS","US","ks",{"v":0.1,"d":"10.00%"},{"v":1336.51,"d":"1,336.51"},{"v":1336.51,"d":"1,336.51"},{"v":0,"d":"0.00"},{"v":0,"d":"0.0000%"},"I","KAR, RAT",90219090]
[1363,{"$nulls":3},"XB9.1.5.12 Nepovlečené stenty (BMS) pre perkutánne rádiologické intervencie - aortálne disekčné",{"$nulls":10},{"v":2900.7,"d":"2,900.700000"},"ks"]
[1364,"XB9.1.5.12","X03801","P95076","Aortálny stent VascuFlex Aortic","samoexpandovateľný, nitinolový, rôzne veľkosti","BME","DE","ks",{"v":0.1,"d":"10.00%"},{"v":2889.96,"d":"2,889.96"},{"v":2889.96,"d":"2,889.96"},{"v":0,"d":"0.00"},{"v":0,"d":"0.0000%"},"I","KAR, RAT",90219090]
[1365,"XB9.1.5.12","X03339","P72721","Disekčné endovaskulárne stenty Zenith","rôzne veľkosti","COK","DK","ks",{"v":0.1,"d":"10.00%"},{"v":2900.7,"d":"2,900.70"},{"v":2900.7,"d":"2,900.70"},{"v":0,"d":"0.00"},{"v":0,"d":"0.0000%"},"I","KAR, RAT",90219090]
[1366,{"$nulls":3},"XB9.1.5.13 Nepovlečené stenty (BMS) pre perkutánne rádiologické intervencie - nevaskulárne",{"$nulls":10},{"v":1942.05,"d":"1,942.050000"}]
[1367,"XB9.1.5.13","X05050","P84150","Stent respiračný Hanarostent","tracheobronchiálny; rôzne typy","MTD","KR","ks",{"v":0.1,"d":"10.00%"},625.05,625.05,{"v":0,"d":"0.00"},{"v":0,"d":"0.0000%"},"I","KAR, RAT",90219090]
[1368,"XB9.1.5.13","X04759","P99039","Stent žlčový a pankreatický biologicky rozložiteľný ARCHIMEDES","priemer 2.0 / 2.6 / 3.4 mm, dĺžka 40/60/80/100/125 mm, rýchla / stredná / pomalá degradácia","QUL","DE","ks",{"v":0.1,"d":"10.00%"},{"v":786.5,"d":"786.50"},{"v":786.5,"d":"786.50"},{"v":0,"d":"0.00"},{"v":0,"d":"0.0000%"},"I","KAR, RAT",90219090]
[1369,"XB9.1.5.13","X04989","P84148","Stent gastrointestinálny Hanarostent","žlčový; rôzne typy","MTD","KR","ks",{"v":0.1,"d":"10.00%"},807.42,807.42,{"v":0,"d":"0.00"},{"v":0,"d":"0.0000%"},"I","KAR, RAT",90219090]
[1370,"XB9.1.5.13","X04990","P84149","Stent gastrointestinálny Hanarostent","kolorektálny; rôzne typy","MTD","KR","ks",{"v":0.1,"d":"10.00%"},872.76,872.76,{"v":0,"d":"0.00"},{"v":0,"d":"0.0000%"},"I","KAR, RAT",90219090]
[1371,"XB9.1.5.13","X04988","P84141","Stent gastrointestinálny Hanarostent","pažerákový; rôzne typy","MTD","KR","ks",{"v":0.1,"d":"10.00%"},872.76,872.76,{"v":0,"d":"0.00"},{"v":0,"d":"0.0000%"},"I","KAR, RAT",90219090]
[1372,"XB9.1.5.13","X04991","P84151","Stent gastrointestinálny Hanarostent","duodenálny / pylorický; rôzne typy","MTD","KR","ks",{"v":0.1,"d":"10.00%"},910.88,910.88,{"v":0,"d":"0.00"},{"v":0,"d":"0.0000%"},"I","KAR, RAT",90219090]
[1373,"XB9.1.5.13","X04493","P76294","Stent pažerákový SX-ELLA Stent Danis","samoexpanzný, so zavádzacím systémom","ELLA-CS","ČR","ks",{"v":0.1,"d":"10.00%"},{"v":1185.8,"d":"1,185.80"},{"v":1185.8,"d":"1,185.80"},{"v":0,"d":"0.00"},{"v":0,"d":"0.0000%"},"I","KAR, RAT",9021909000]
[1374,"XB9.1.5.13","X04375","P88539","Stent biliárny so zavádzacím systémom SX-ELLA Nitinella Plus","nitinolový sterilný implanatát; rôzne priemery","ELB","CZ","ks",{"v":0.1,"d":"10.00%"},{"v":1188.04,"d":"1,188.04"},{"v":1188.04,"d":"1,188.04"},{"v":0,"d":"0.00"},{"v":0,"d":"0.0000%"},"I","KAR, RAT",90219090]
[1375,"XB9.1.5.13","X04374","P88537,P88538,P72948,P72949","SX-ELLA Stent Pažerákový (Flexella Plus), SX-ELLA Stent Pažerákový HV (HV Stent Plus), FerX-ELLA pažerákový  stent  (Boubella), FerX-ELLA  Pažerákový Stent  (Boubella-E)","implantabilní, samoexpanznný so zavádzacím systémom","ELB","CZ","ks",{"v":0.1,"d":"10.00%"},{"v":1188.04,"d":"1,188.04"},{"v":1188.04,"d":"1,188.04"},{"v":0,"d":"0.00"},{"v":0,"d":"0.0000%"},"I","KAR, RAT",90219090]
[1376,"XB9.1.5.13","X04828","P76295","Stent pažerákový degradovateľný SX-ELLA BD Stent","rôzne priemery a dĺžky (uvoľnenie benígnych striktúr pažeráka)","ELB","CZ","ks",{"v":0.1,"d":"10.00%"},{"v":1230,"d":"1,230.00"},{"v":1230,"d":"1,230.00"},{"v":0,"d":"0.00"},{"v":0,"d":"0.0000%"},"I","KAR, RAT",90219090]
[1377,"XB9.1.5.13","X02546","P81431","Stenty biliárne Niti-S","kryté/nekryté/LCD/Bumpy/Kaffes/endoskopicky alebo perkutánne zavádené","TAW","KR","ks",{"v":0.1,"d":"10.00%"},{"v":1249.72,"d":"1,249.72"},{"v":1249.72,"d":"1,249.72"},{"v":0,"d":"0.00"},{"v":0,"d":"0.0000%"},"I","KAR, RAT",90219090]
[1378,"XB9.1.5.13","X03753","P82501","Visi-Pro","balónexpandovatelný biliárny stentový systém, rôzne modely a velkosti","EV3","US","ks",{"v":0.1,"d":"10.00%"},{"v":1270.5,"d":"1,270.50"},{"v":1270.5,"d":"1,270.50"},{"v":0,"d":"0.00"},{"v":0,"d":"0.0000%"},"I","KAR, RAT",90219090]
[1379,"XB9.1.5.13","X04445","P81435,P81436","Stent pylorický/duodenálny Niti-S/ComVi","rôzne typy a veľkosti","TAW","KR","ks",{"v":0.1,"d":"10.00%"},{"v":1293.49,"d":"1,293.49"},{"v":1293.49,"d":"1,293.49"},{"v":0,"d":"0.00"},{"v":0,"d":"0.0000%"},"I","KAR, RAT",90219090]
[1380,"XB9.1.5.13","X03683","P94704","Stent pažerákový potiahnutý polyuretánovou membránou","EndoMAXX","MME","US","ks",{"v":0.1,"d":"10.00%"},{"v":1420,"d":"1,420.00"},{"v":1420,"d":"1,420.00"},{"v":0,"d":"0.00"},{"v":0,"d":"0.0000%"},"I","KAR, RAT",90219090]
[1381,"XB9.1.5.13","X03684","P94704","Stent pažerákový potiahnutý polyuretánovou membránou","ALIMAXX-ES","MME","US","ks",{"v":0.1,"d":"10.00%"},{"v":1420,"d":"1,420.00"},{"v":1420,"d":"1,420.00"},{"v":0,"d":"0.00"},{"v":0,"d":"0.0000%"},"I","KAR, RAT",90219090]
[1382,"XB9.1.5.13","X03685","P94704","Stent pažerákový potiahnutý polyuretánovou membránou","EndoMAXX-EVT s chlopňou","MME","US","ks",{"v":0.1,"d":"10.00%"},{"v":1434.48,"d":"1,434.48"},{"v":1434.48,"d":"1,434.48"},{"v":0,"d":"0.00"},{"v":0,"d":"0.0000%"},"I","KAR, RAT",90219090]
[1383,"XB9.1.5.13","X03686","P94705","Stent biliárny nepotiahnutý","ALIMAXX-B","MME","US","ks",{"v":0.1,"d":"10.00%"},{"v":1499.58,"d":"1,499.58"},{"v":1499.58,"d":"1,499.58"},{"v":0,"d":"0.00"},{"v":0,"d":"0.0000%"},"I","KAR, RAT",90219090]
[1384,"XB9.1.5.13","X04472","P97606","Stent Niti-S SPAXUS","rôzne typy a veľkosti","TAW","KR","ks",{"v":0.1,"d":"10.00%"},{"v":1693.03,"d":"1,693.03"},{"v":1693.03,"d":"1,693.03"},{"v":0,"d":"0.00"},{"v":0,"d":"0.0000%"},"I","KAR, RAT",90219090]
[1385,"XB9.1.5.13","X04364","P81437,P81438","Stent kolorektálný Taewoong","rôzne typy a veľkosti","TAW","KR","ks",{"v":0.1,"d":"10.00%"},{"v":1748.99,"d":"1,748.99"},{"v":1748.99,"d":"1,748.99"},{"v":0,"d":"0.00"},{"v":0,"d":"0.0000%"},"I","KAR, RAT",90219090]
[1386,"XB9.1.5.13","X02547","P81439","Stenty ezofageálne Niti-S","kryté/nekryté/Double stent/Mega/Anti-Reflux/Beta/Conio","TAW","KR","ks",{"v":0.1,"d":"10.00%"},{"v":1749.61,"d":"1,749.61"},{"v":1749.61,"d":"1,749.61"},{"v":0,"d":"0.00"},{"v":0,"d":"0.0000%"},"I","KAR, RAT",90219090]
[1387,"XB9.1.5.13","X03535","P81824,P72006,P91313,P91314","Stent ezofageálny Ultraflex. Stent biliárny Wallstent RX. Endoprotéza Placehit Biliary Wallstent. Endoprotéza endoskopická biliárna Wallstent.","implantovateľný, kovová roztiahnuteľná endoprotéza, pre transhepatálne použitie, čiastočne krytá","BSC","US","ks",{"v":0.1,"d":"10.00%"},{"v":1887.6,"d":"1,887.60"},{"v":1887.6,"d":"1,887.60"},{"v":0,"d":"0.00"},{"v":0,"d":"0.0000%"},"I","KAR, RAT",90219090]
[1388,"XB9.1.5.13","X02630","P87372","Stent pažerákový CibuFlex",null,"OMI","DE","ks",{"v":0.1,"d":"10.00%"},{"v":1929.03,"d":"1,929.03"},{"v":1929.03,"d":"1,929.03"},{"v":0,"d":"0.00"},{"v":0,"d":"0.0000%"},"I","KAR, RAT",90219090]
[1389,"XB9.1.5.13","X03542","P89353","EGIS Biliárny stent","rôzne typy a rozmery","SGB","KR","ks",{"v":0.1,"d":"10.00%"},{"v":1936,"d":"1,936.00"},{"v":1936,"d":"1,936.00"},{"v":0,"d":"0.00"},{"v":0,"d":"0.0000%"},"I","KAR, RAT",90219090]
[1390,"XB9.1.5.13","X03543","P89354","EGIS Esofageálny stent","rôzne typy a rozmery","SGB","KR","ks",{"v":0.1,"d":"10.00%"},{"v":1936,"d":"1,936.00"},{"v":1936,"d":"1,936.00"},{"v":0,"d":"0.00"},{"v":0,"d":"0.0000%"},"I","KAR, RAT",90219090]
[1391,"XB9.1.5.13","X03544","P89356","EGIS Kolorektálny stent","rôzne typy a rozmery","SGB","KR","ks",{"v":0.1,"d":"10.00%"},{"v":1936,"d":"1,936.00"},{"v":1936,"d":"1,936.00"},{"v":0,"d":"0.00"},{"v":0,"d":"0.0000%"},"I","KAR, RAT",90219090]
[1392,"XB9.1.5.13","X03536","P82118,P82115,P82114,P82117","Stent ezofagiálny Wallflex. Systém stentový biliárny Wallflex. Stent duodenálny Wallflex. Stent kolonický Wallflex Colonic.","implantabilný","BSC","US","ks",{"v":0.1,"d":"10.00%"},{"v":1942.05,"d":"1,942.05"},{"v":1942.05,"d":"1,942.05"},{"v":0,"d":"0.00"},{"v":0,"d":"0.0000%"},"I","KAR, RAT",90219090]
[1393,{"$nulls":3},"XB9.1.5.14 Nepovlečené stenty (BMS) pre perkutánne rádiologické intervencie - karotické",{"$nulls":10},{"v":1427.8,"d":"1,427.800000"},"ks"]
[1394,"XB9.1.5.14","X03486","P93705","Systém stentový karotický CGuard","embolický ochranný; rôzne veľkosti","ISP","IL","ks",{"v":0.1,"d":"10.00%"},{"v":1026.08,"d":"1,026.08"},{"v":1026.08,"d":"1,026.08"},{"v":0,"d":"0.00"},{"v":0,"d":"0.0000%"},"I","KAR, RAT",90180390]
[1395,"XB9.1.5.14","X02753","P69821","Stent systém karotidový XACT","karotický samoexpandovateľný stent \"closed cell\"","ABT","US","ks",{"v":0.1,"d":"10.00%"},{"v":1088.94,"d":"1,088.94"},{"v":1088.94,"d":"1,088.94"},{"v":0,"d":"0.00"},{"v":0,"d":"0.0000%"},"I","KAR, RAT",90213990]
[1396,"XB9.1.5.14","X02765","P76024","Systém stentový karotický samoexpandovateľný Cristallo Ideale™","karotický, rôzne modely a veľkosti","INA","IT","ks",{"v":0.1,"d":"10.00%"},{"v":1119.25,"d":"1,119.25"},{"v":1119.25,"d":"1,119.25"},{"v":0,"d":"0.00"},{"v":0,"d":"0.0000%"},"I","KAR, RAT",90219090]
[1397,"XB9.1.5.14","X02772","P80325","Samoexpandovateľný .014\" karotický  stent Precise Pro RX","Samoexpandovateľný .014\" RX karotický  stent rôznych dĺžok a veľkostí","CDS","US","ks",{"v":0.1,"d":"10.00%"},{"v":1336.51,"d":"1,336.51"},{"v":1336.51,"d":"1,336.51"},{"v":0,"d":"0.00"},{"v":0,"d":"0.0000%"},"I","KAR, RAT",90219090]
[1398,"XB9.1.5.14","X03492","P93816","Systém stentový karotický CASPER","rôzne typy","MCV","FR","ks",{"v":0.1,"d":"10.00%"},{"v":1411.19,"d":"1,411.19"},{"v":1411.19,"d":"1,411.19"},{"v":0,"d":"0.00"},{"v":0,"d":"0.0000%"},"I","KAR, RAT",90219090]
[1399,"XB9.1.5.14","X04383","P93689","Stent karotický Roadsaver","rôzne dĺžky a priemery","MCV","FR","ks",{"v":0.1,"d":"10.00%"},{"v":1412.3,"d":"1,412.30"},{"v":1412.3,"d":"1,412.30"},{"v":0,"d":"0.00"},{"v":0,"d":"0.0000%"},"I","KAR, RAT",90213990]
[1400,"XB9.1.5.14","X02512","P73856","Stenty karotické Sinus-Carotid",null,"OMI","DE","ks",{"v":0.1,"d":"10.00%"},{"v":1420.54,"d":"1,420.54"},{"v":1420.54,"d":"1,420.54"},{"v":0,"d":"0.00"},{"v":0,"d":"0.0000%"},"I","KAR, RAT",90219090]
[1401,"XB9.1.5.14","X02520","P75653","Stent periférny samorozpínateľný Protégé GPS",null,"EV3","US","ks",{"v":0.1,"d":"10.00%"},{"v":1427.8,"d":"1,427.80"},{"v":1427.8,"d":"1,427.80"},{"v":0,"d":"0.00"},{"v":0,"d":"0.0000%"},"I","KAR, RAT",90219090]
[1402,"XB9.1.5.14","X02750","P67980","Stent systém karotidový RX ACCULINK","karotický samoexpandovateľný stent \"open cell\" dizajn","ABT","US","ks",{"v":0.1,"d":"10.00%"},{"v":1427.8,"d":"1,427.80"},{"v":1427.8,"d":"1,427.80"},{"v":0,"d":"0.00"},{"v":0,"d":"0.0000%"},"I","KAR, RAT",90213990]
[1403,"XB9.1.5.14","X03129","P91968","karotický stent ViVEXX®, VENOVO, ULTRASCORE","všetky veľkosti a modely podľa špecifikácie","BAR","DE","ks",{"v":0.1,"d":"10.00%"},{"v":1554,"d":"1,554.00"},{"v":1427.8,"d":"1,427.80"},{"v":126.2,"d":"126.20"},{"v":0.08121,"d":"8.1210%"},"S","KAR, RAT",90213990]
[1404,{"$nulls":3},"XB9.1.6 Nepovlečené stenty (BMS) pre implantáciu do koronárnych tepien",{"$nulls":10},{"v":1090,"d":"1,090.000000"}]
[1405,"XB9.1.6","X03100","P84379","Avantgarde Chrono Carbostent","potiahnuté carbofilmom, vsetky veľkosti výrobcu","CAO","IT","ks",{"v":0.1,"d":"10.00%"},580.67,580.67,{"v":0,"d":"0.00"},{"v":0,"d":"0.0000%"},"I","KAR",90219090]
[1406,"XB9.1.6","X02751","P68771","BMS koronárny Coroflex Blue/Blue Neo/Blue Ultra","priemer 2,0-4,0mm, dĺžka 9-33mm.","BME","DE","ks",{"v":0.1,"d":"10.00%"},593.31,593.31,{"v":0,"d":"0.00"},{"v":0,"d":"0.0000%"},"I","KAR",90219090]
[1407,"XB9.1.6","X00850","P85121","Stentový systém koronárny CoCr. Kaname",null,"TCJ","BE","ks",{"v":0.1,"d":"10.00%"},648.34,648.34,{"v":0,"d":"0.00"},{"v":0,"d":"0.0000%"},"I","KAR",90219090]
[1408,"XB9.1.6","X03018","P92738","Stent koronárny Architect","rôzne veľkosti","LFV","ES","ks",{"v":0.1,"d":"10.00%"},766.62,766.62,{"v":0,"d":"0.00"},{"v":0,"d":"0.0000%"},"I","KAR",30039000]
[1409,"XB9.1.6","X02810","P91368","Systém koronárneho stentu Cinatra","Co-Cr koronárny stent, rôzne rozmery","ATR","US","ks",{"v":0.1,"d":"10.00%"},785.29,785.29,{"v":0,"d":"0.00"},{"v":0,"d":"0.0000%"},"I","KAR",90212900]
[1410,"XB9.1.6","X02755","P71458","Stent koronárny Medtronic Driver RX / Micro Driver RX","Koronárna ZP, rôzne modely a veľkosti","MDC","US","ks",{"v":0.1,"d":"10.00%"},{"v":786.5,"d":"786.50"},{"v":786.5,"d":"786.50"},{"v":0,"d":"0.00"},{"v":0,"d":"0.0000%"},"I","KAR",90219090]
[1411,"XB9.1.6","X02787","P85055","Systém Integrity Rapid Exchange Coronary Stent System","Koronárny stent, rôzne modely a veľkosti","MDC","US","ks",{"v":0.1,"d":"10.00%"},{"v":786.5,"d":"786.50"},{"v":786.5,"d":"786.50"},{"v":0,"d":"0.00"},{"v":0,"d":"0.0000%"},"I","KAR",90219090]
[1412,"XB9.1.6","X02786","P84954","Koronárny stent systém MULTILINK 8 (LL,SV)",null,"ABT","US","ks",{"v":0.1,"d":"10.00%"},{"v":810.4,"d":"810.40"},{"v":810.4,"d":"810.40"},{"v":0,"d":"0.00"},{"v":0,"d":"0.0000%"},"I","KAR",90213990]
[1413,"XB9.1.6","X03164","P90045","NEXGEN","CoCr stentový systém koronárny NEXGEN","MERIL","IN","ks",{"v":0.1,"d":"10.00%"},{"v":822.8,"d":"822.80"},{"v":822.8,"d":"822.80"},{"v":0,"d":"0.00"},{"v":0,"d":"0.0000%"},"I","KAR",90215000]
[1414,"XB9.1.6","X02779","P82159","Stent koronárny PRO-Kinetic Energy","rôzne veľkosti","XBT","CH","ks",{"v":0.1,"d":"10.00%"},824.01,824.01,{"v":0,"d":"0.00"},{"v":0,"d":"0.0000%"},"I","KAR",90180390]
[1415,"XB9.1.6","X02799","P88406","Koronárny stent Apolo","modely Apolo 3, Apolo Small, Apolo Bionert, Apolo Bionert Small","IHT","ES","ks",{"v":0.2,"d":"20.00%"},841.22,841.22,{"v":0,"d":"0.00"},{"v":0,"d":"0.0000%"},"I","KAR",90213990]
[1416,"XB9.1.6","X03472","P92751","Koronárny Stent Direct - Stent CC","2,25mm - 4,00 mm","INSITU","US","ks",{"v":0.1,"d":"10.00%"},{"v":842.8,"d":"842.80"},{"v":842.8,"d":"842.80"},{"v":0,"d":"0.00"},{"v":0,"d":"0.0000%"},"I","KAR",90219090]
[1417,"XB9.1.6","X00849","P60863","Stenty koronárne Tsunami",null,"TCJ","JP","ks",{"v":0.1,"d":"10.00%"},846.38,846.38,{"v":0,"d":"0.00"},{"v":0,"d":"0.0000%"},"I","KAR",90219090]
[1418,"XB9.1.6","X02988","P89430","Stent koronárny nepovlečený CARDIONOVUM","Precision","CAU","PL","ks",{"v":0.1,"d":"10.00%"},874.83,874.83,{"v":0,"d":"0.00"},{"v":0,"d":"0.0000%"},"I","KAR",90219090]
[1419,"XB9.1.6","X02983","P89138,P89137","Stent koronárny nepovlečený TULIP","Challenger, Runner","TUP","NL","ks",{"v":0.1,"d":"10.00%"},874.83,874.83,{"v":0,"d":"0.00"},{"v":0,"d":"0.0000%"},"I","KAR",90219090]
[1420,"XB9.1.6","X02990","P90036","SolarFlex® - systém koronárneho stentu","rôzne typy","DIV","SA","ks",{"v":0.1,"d":"10.00%"},880.03,880.03,{"v":0,"d":"0.00"},{"v":0,"d":"0.0000%"},"I","KAR",90189084]
[1421,"XB9.1.6","X02797","P87454","Stent koronárny MOMO","stent potiahnutý špeciálnou vrstvol uhlíku /DLC/ v primeroch 2,5-4mm, a dĺžkou 8-28mm","JAP","DE","ks",{"v":0.1,"d":"10.00%"},{"v":935,"d":"935.00"},{"v":935,"d":"935.00"},{"v":0,"d":"0.00"},{"v":0,"d":"0.0000%"},"I","KAR",90219090]
[1422,"XB9.1.6","X03960","P95769","Systém stentový koronárny FLEXINNIUM","rôzne veľkosti a dĺžky","SHJ","IN","ks",{"v":0.1,"d":"10.00%"},{"v":937,"d":"937.00"},{"v":937,"d":"937.00"},{"v":0,"d":"0.00"},{"v":0,"d":"0.0000%"},"I","KAR",90219090]
[1423,"XB9.1.6","X02792","P86479","Stent koronárny PRO-Kinetic Energy Explorer","rôzne veľkosti","XBT","CH","ks",{"v":0.1,"d":"10.00%"},{"v":956,"d":"956.00"},{"v":956,"d":"956.00"},{"v":0,"d":"0.00"},{"v":0,"d":"0.0000%"},"I","KAR",90180390]
[1424,"XB9.1.6","X02912","P76213,P87599,P92793","Systém koronárny stentový Liberté Monorail. Systém stentový koronárny Omega. Systém chróm-platinového stentu Rebel Monorail.","Cievna endoprotéza, rôzne rozmery. PtCr. Rôzne typy a rozmery.","BSC","US","ks",{"v":0.1,"d":"10.00%"},{"v":1001,"d":"1,001.00"},{"v":1001,"d":"1,001.00"},{"v":0,"d":"0.00"},{"v":0,"d":"0.0000%"},"I","KAR",90219090]
[1425,"XB9.1.6","X01188","P68906","Systém stentový PTCA Eucatech","CC Flex ProActive                                                                                Dĺžka  stentu od 8 do 38mm, priemer od 2,25 do 4,00mm","EUC","DE","ks",{"v":0.1,"d":"10.00%"},{"v":1002.1,"d":"1,002.10"},{"v":1002.1,"d":"1,002.10"},{"v":0,"d":"0.00"},{"v":0,"d":"0.0000%"},"I","KAR",90213990]
[1426,"XB9.1.6","X02815","P92365","Systém koronárny stentový Chroma",null,"BIS","CH","ks",{"v":0.1,"d":"10.00%"},{"v":1026.08,"d":"1,026.08"},{"v":1026.08,"d":"1,026.08"},{"v":0,"d":"0.00"},{"v":0,"d":"0.0000%"},"I","KAR",30039000]
[1427,"XB9.1.6","X03460","P91189","Systém stentový koronárny MGuard Prime","rôzne veľkosti","ISP","IL","ks",{"v":0.1,"d":"10.00%"},{"v":1026.08,"d":"1,026.08"},{"v":1026.08,"d":"1,026.08"},{"v":0,"d":"0.00"},{"v":0,"d":"0.0000%"},"I","KAR",90180390]
[1428,"XB9.1.6","X03595","P94661","Systém koronárneho stentu Xposition Stentys","stent samoexpandovateľný nitinolový, priemer 2,5-4,5mm, dĺžky 17-27 mm","SSS","FR","ks",{"v":0.1,"d":"10.00%"},{"v":1050,"d":"1,050.00"},{"v":1050,"d":"1,050.00"},{"v":0,"d":"0.00"},{"v":0,"d":"0.0000%"},"I","KAR",90219090]
[1429,"XB9.1.6","X02917","P77203","Stent koronárny CoCr Azule",null,"ORB","NL","ks",{"v":0.1,"d":"10.00%"},{"v":1087.79,"d":"1,087.79"},{"v":1087.79,"d":"1,087.79"},{"v":0,"d":"0.00"},{"v":0,"d":"0.0000%"},"I","KAR",90219090]
[1430,"XB9.1.6","X02796","P87171","Stent koronárny Pioneer Series","chrómkobaltový","BLM","NL","ks",{"v":0.1,"d":"10.00%"},{"v":1089,"d":"1,089.00"},{"v":1089,"d":"1,089.00"},{"v":0,"d":"0.00"},{"v":0,"d":"0.0000%"},"I","KAR",30039000]
[1431,"XB9.1.6","X02798","P88107","Stent koronárny Svelte Acrobat","stent na vodiči","SVE","US","ks",{"v":0.1,"d":"10.00%"},{"v":1090,"d":"1,090.00"},{"v":1090,"d":"1,090.00"},{"v":0,"d":"0.00"},{"v":0,"d":"0.0000%"},"I","KAR",90219090]
[1432,"XB9.1.6","X02793","P86484","Stent samoexpandovateľný nitinolový Stentys","priemer 2,5-4,5mm, dĺžky 17,22,27 mm","SSS","FR","ks",{"v":0.1,"d":"10.00%"},{"v":1090,"d":"1,090.00"},{"v":1090,"d":"1,090.00"},{"v":0,"d":"0.00"},{"v":0,"d":"0.0000%"},"I","KAR",90219090]
[1433,"XB9.1.6","X02348","P74013","Genous CoCr Stent System","bioinženiersky koronárny stent","ORB","NL","ks",{"v":0.1,"d":"10.00%"},{"v":1090.21,"d":"1,090.21"},{"v":1090,"d":"1,090.00"},0.21,{"v":0.000193,"d":"0.0193%"},"S","KAR",90219090]
[1434,"XB9.1.6","X03064","P85856","Stent koronárny s balónikovým katétrom TRYTON","rozpínateľný; rôzne rozmery","TRT","US","ks",{"v":0.1,"d":"10.00%"},{"v":1314.06,"d":"1,314.06"},{"v":1090,"d":"1,090.00"},224.06,{"v":0.17051,"d":"17.0510%"},"S","KAR",90180390]
[1435,"XB9.1.6","X02996","P90968","COBRA PzF™ - systém koronárneho stentu","rôzne typy","CLO","US","ks",{"v":0.1,"d":"10.00%"},{"v":1539.97,"d":"1,539.97"},{"v":1090,"d":"1,090.00"},449.97,{"v":0.292194,"d":"29.2194%"},"S","KAR",90189084]
[1436,{"$nulls":3},"XB9.1.7.1 Apozičné metalické stenty s elektrokauterizačným systémom - ECE-LAMS",{"$nulls":10},{"v":4325.22,"d":"4,325.220000"},"ks"]
[1437,"XB9.1.7.1","X05125","P97606","Stent Niti-S SPAXUS / Niti-S Hot SPAXUS","rôzne veľkosti","TAW","KR","ks",{"v":0.1,"d":"10.00%"},{"v":2353.45,"d":"2,353.45"},{"v":2353.45,"d":"2,353.45"},{"v":0,"d":"0.00"},{"v":0,"d":"0.0000%"},"I","GIT, RAT",90219090]
[1438,"XB9.1.7.1","X05003","P95313","Stent a zavádzací systém Hot AXIOS","samorozpínací; rôzne rozmery","BSC","US","ks",{"v":0.1,"d":"10.00%"},{"v":4325.22,"d":"4,325.22"},{"v":4325.22,"d":"4,325.22"},{"v":0,"d":"0.00"},{"v":0,"d":"0.0000%"},"I","GIT, RAT",90219090]
[1439,{"$nulls":3},"XB9.2 Stentgrafty pre perkutánne rádiologické intervencie"]
[1440,{"$nulls":3},"XB9.2.1 Stentgrafty pre perkutánne rádiologické intervencie - perkutánne periférne samoexpandovateľné",{"$nulls":10},{"v":3811.5,"d":"3,811.500000"},"ks"]
[1441,"XB9.2.1","X04705","P82800","Stentgraft vaskulárny COVERA / COVERA PLUS","samorozťažný, nitinolový, potiahnutý ePTFE","BAR","DE","ks",{"v":0.1,"d":"10.00%"},{"v":1958,"d":"1,958.00"},{"v":1958,"d":"1,958.00"},{"v":0,"d":"0.00"},{"v":0,"d":"0.0000%"},"I","KAR, RAT",90219090]
[1442,"XB9.2.1","X02891","P72001","Endoprotéza cievna periférna Wallgraft.","So zavádzacím systémom Unistep Plus.","BSC","US","ks",{"v":0.1,"d":"10.00%"},{"v":1980,"d":"1,980.00"},{"v":1980,"d":"1,980.00"},{"v":0,"d":"0.00"},{"v":0,"d":"0.0000%"},"I","KAR, RAT",90219090]
[1443,"XB9.2.1","X02842","P82800","Vaskulárny stentový štep FLUENCY PLUS, COVERA, COVERA PLUS, VENOVO","všetky veľkosti a modely podľa špecifikácie","BAR","DE","ks",{"v":0.1,"d":"10.00%"},{"v":2165.31,"d":"2,165.31"},{"v":2165.31,"d":"2,165.31"},{"v":0,"d":"0.00"},{"v":0,"d":"0.0000%"},"I","KAR, RAT",90213990]
[1444,"XB9.2.1","X02864","P72001","Endoprotéza cievna periférna Wallgraft","so zavádzacím systémom Unistep Plus","BSC","US","ks",{"v":0.1,"d":"10.00%"},{"v":2299,"d":"2,299.00"},{"v":2299,"d":"2,299.00"},{"v":0,"d":"0.00"},{"v":0,"d":"0.0000%"},"I","KAR, RAT",90219090]
[1445,"XB9.2.1","X05179","P1814A","Systém endovaskulárneho stentu Merit WRAPSODY","rôzne rozmery","MME","US","ks",{"v":0.1,"d":"10.00%"},{"v":2306.1,"d":"2,306.10"},{"v":2306.1,"d":"2,306.10"},{"v":0,"d":"0.00"},{"v":0,"d":"0.0000%"},"I","KAR, RAT",90219090]
[1446,"XB9.2.1","X02862","P60942","Implantáty GORE - endovaskulárne protézy","VIABAHN","WLG","US","ks",{"v":0.1,"d":"10.00%"},{"v":3126.42,"d":"3,126.42"},{"v":3126.42,"d":"3,126.42"},{"v":0,"d":"0.00"},{"v":0,"d":"0.0000%"},"I","KAR, RAT",90219090]
[1447,"XB9.2.1","X03691","P94799","Modulátor prietoku viacvrstvový na liečbu periférnych aneuryziem MFM","rôzne rozmery","CDT","BE","ks",{"v":0.1,"d":"10.00%"},{"v":3206.5,"d":"3,206.50"},{"v":3206.5,"d":"3,206.50"},{"v":0,"d":"0.00"},{"v":0,"d":"0.0000%"},"I","KAR, RAT",90219090]
[1448,"XB9.2.1","X02841","P79074","Stentgraft na transjugulárny intrahepatický portosystémový skrat (TIPS) VIATORR",null,"WLG","US","ks",{"v":0.1,"d":"10.00%"},{"v":3647.68,"d":"3,647.68"},{"v":3647.68,"d":"3,647.68"},{"v":0,"d":"0.00"},{"v":0,"d":"0.0000%"},"I","KAR, RAT",90219090]
[1449,"XB9.2.1","X02863","P60942","Implantáty GORE - endovaskulárne protézy","VIABAHN s heparínovým povrchom","WLG","US","ks",{"v":0.1,"d":"10.00%"},{"v":3811.5,"d":"3,811.50"},{"v":3811.5,"d":"3,811.50"},{"v":0,"d":"0.00"},{"v":0,"d":"0.0000%"},"I","KAR, RAT",90219090]
[1450,{"$nulls":3},"XB9.2.2.1 Stentgrafty pre perkutánne rádiologické intervencie - perkutánne periférne balónexpandovateľné",{"$nulls":10},{"v":3388,"d":"3,388.000000"},"ks"]
[1451,"XB9.2.2.1","X00838","P69834,P69826","Periférny stentgraft JOSTENT","Standard version (štandardná verzia):možná dilatácia na diameter od 4 do 9mm. Large version (veľká verzia) = možná dilatácia na diameter od 6 do 12 mm. Obe verzie dĺžka 12, 17, 28, 38, 48 a 58 mm. Balónikom expandovateľný cievny stentgraft.","ABT","DE","ks",{"v":0.1,"d":"10.00%"},{"v":1369.59,"d":"1,369.59"},{"v":1369.59,"d":"1,369.59"},{"v":0,"d":"0.00"},{"v":0,"d":"0.0000%"},"I","KAR, RAT",90213990]
[1452,"XB9.2.2.1","X03583","P94547","Balónexpandibilný krytý cievny stent LifeStream","dĺžky 80 / 135 cm","CLS","IE","ks",{"v":0.1,"d":"10.00%"},{"v":2305.57,"d":"2,305.57"},{"v":2305.57,"d":"2,305.57"},{"v":0,"d":"0.00"},{"v":0,"d":"0.0000%"},"I","KAR, RAT",90213990]
[1453,"XB9.2.2.1","X05233","P1518A","Stent periférny Optimus CVS s PTFE povlakom -L/XL/XXL","rôzne typy a rozmery","AAH","DE","ks",{"v":0.1,"d":"10.00%"},{"v":2458.9,"d":"2,458.90"},{"v":2458.9,"d":"2,458.90"},{"v":0,"d":"0.00"},{"v":0,"d":"0.0000%"},"I","KAR, RAT",90213990]
[1454,"XB9.2.2.1","X03582","P94493","Stentgraft BeGraft - C","rôzne rozmery","BNN","DE","ks",{"v":0.1,"d":"10.00%"},{"v":3381.95,"d":"3,381.95"},{"v":3381.95,"d":"3,381.95"},{"v":0,"d":"0.00"},{"v":0,"d":"0.0000%"},"I","KAR, RAT",90183900]
[1455,"XB9.2.2.1","X03580","P94491","Stentgraft BeGraft - P","rôzne rozmery","BNN","DE","ks",{"v":0.1,"d":"10.00%"},{"v":3381.95,"d":"3,381.95"},{"v":3381.95,"d":"3,381.95"},{"v":0,"d":"0.00"},{"v":0,"d":"0.0000%"},"I","KAR, RAT",90183900]
[1456,"XB9.2.2.1","X02849","P88337,P91279,P91280","Advanta V12, Atrium V12","stengtraft; rôzne rozmery","ATR","US","ks",{"v":0.1,"d":"10.00%"},{"v":3388,"d":"3,388.00"},{"v":3388,"d":"3,388.00"},{"v":0,"d":"0.00"},{"v":0,"d":"0.0000%"},"I","KAR, RAT",90212900]
[1457,"XB9.2.2.1","X00840","P86931","Aneugraft/stentgraft pokrytý perikardom",null,"ITGI","IS","ks",{"v":0.1,"d":"10.00%"},{"v":3823.84,"d":"3,823.84"},{"v":3388,"d":"3,388.00"},435.84,{"v":0.11398,"d":"11.3980%"},"S","KAR, RAT",90215000]
[1458,{"$nulls":3},"XB9.2.2.2 Stentgrafty pre perkutánne rádiologické intervencie-perkutánne periférne a koronárne balónom expandovateľné",{"$nulls":10},{"v":2299,"d":"2,299.000000"},2299]
[1459,"XB9.2.2.2","X03940","P91784","PK Papyrus","stent koronárny krytý","XBT","CH","ks",{"v":0.1,"d":"10.00%"},{"v":1800,"d":"1,800.00"},{"v":1800,"d":"1,800.00"},{"v":0,"d":"0.00"},{"v":0,"d":"0.0000%"},"I","ANG, KAR, RAT",90180390]
[1460,"XB9.2.2.2","X03381","P90673","Stentgraft GRAFTMASTER RX","pre perkutánne periférne a koronárne intervencie, balónexpandovateľný","ABT","US","ks",{"v":0.1,"d":"10.00%"},{"v":2299,"d":"2,299.00"},{"v":2299,"d":"2,299.00"},{"v":0,"d":"0.00"},{"v":0,"d":"0.0000%"},"I","ANG, KAR, RAT",90213990]
[1461,{"$nulls":3},"XB9.2.3 Stentgrafty pre perkutánne rádiologické intervencie - perkutánne do hrudnej aorty",{"$nulls":10},{"v":8999.98,"d":"8,999.980000"},"ks"]
[1462,"XB9.2.3","X03868","P94738","Systém vaskulárny Aptus Heli-FX/ Aptus Heli-FX Thoracic",null,"MDT","US","ks",{"v":0.1,"d":"10.00%"},{"v":5445,"d":"5,445.00"},{"v":5445,"d":"5,445.00"},{"v":0,"d":"0.00"},{"v":0,"d":"0.0000%"},"I","KAR, RAT",90219090]
[1463,"XB9.2.3","X02831","P72464","Stentgraft hrudný Valiant s aplikačným systémom Captivia","aortálny, rôzne modely a veľkosti","MDC","US","ks",{"v":0.1,"d":"10.00%"},{"v":5823.73,"d":"5,823.73"},{"v":5823.73,"d":"5,823.73"},{"v":0,"d":"0.00"},{"v":0,"d":"0.0000%"},"I","KAR, RAT",90219090]
[1464,"XB9.2.3","X05089","P0650A","Systém aortálneho stentgraftu Ankura","TAA / AAA / AUI; tôzne typy a rozmery","LIZ","CN","ks",{"v":0.1,"d":"10.00%"},{"v":8593.42,"d":"8,593.42"},{"v":8593.42,"d":"8,593.42"},{"v":0,"d":"0.00"},{"v":0,"d":"0.0000%"},"I","KAR, RAT",90219000]
[1465,"XB9.2.3","X02865","P81071","Systém RELAY / RELAY Plus / RELAY NBS ( Relay Plus )","v mm:22/90-22/250;24/90-24/250;26/95-26/250;28/95-28/250;30/95-30/250;32/95-32/250;34/100-34/250;36/100-36/250;38/100-38/250;40/105-40/250;42/105-42/250;44/105-44/250;46/105-46/250;28/155-28/250;30/155-30/250;32/155-32/250;34/145-34/250;36/145-36/250;38/145-38/250;40/145-40/250;42/150-42/250;44/155-44/250;46/155-46/250","BOM","ES","ks",{"v":0.1,"d":"10.00%"},{"v":8820.9,"d":"8,820.90"},{"v":8820.9,"d":"8,820.90"},{"v":0,"d":"0.00"},{"v":0,"d":"0.0000%"},"I","KAR, RAT",90219090]
[1466,"XB9.2.3","X02866","P81071","Systém RELAY / RELAY Plus / RELAY NBS ( Relay Plus )","v mm:22/90-22/250;24/90-24/250;26/95-26/250;28/95-28/250;30/95-30/250;32/95-32/250;34/100-34/250;36/100-36/250;38/100-38/250;40/105-40/250;42/105-42/250;44/105-44/250;46/105-46/250;28/155-28/250;30/155-30/250;32/155-32/250;34/145-34/250;36/145-36/250;38/145-38/250;40/145-40/250;42/150-42/250;44/155-44/250;46/155-46/250","BOM","ES","ks",{"v":0.1,"d":"10.00%"},{"v":8820.9,"d":"8,820.90"},{"v":8820.9,"d":"8,820.90"},{"v":0,"d":"0.00"},{"v":0,"d":"0.0000%"},"I","KAR, RAT",90219090]
[1467,"XB9.2.3","X02933","P81071","RELAY / RELAY Plus / RELAY NBS","RELAY NBS Plus Stent-Graft s transp. zavádz. syst., všetky veľkosti výrobcu","BOM","ES","ks",{"v":0.1,"d":"10.00%"},{"v":8900,"d":"8,900.00"},{"v":8900,"d":"8,900.00"},{"v":0,"d":"0.00"},{"v":0,"d":"0.0000%"},"I","KAR, RAT",90183900]
[1468,"XB9.2.3","X03340","P72721","Hrudné stentgrafty Zenith","so zavádzacím systémom (ZTA, ZDEG)","COK","DK","ks",{"v":0.1,"d":"10.00%"},{"v":8999.98,"d":"8,999.98"},{"v":8999.98,"d":"8,999.98"},{"v":0,"d":"0.00"},{"v":0,"d":"0.0000%"},"I","KAR, RAT",90219090]
[1469,"XB9.2.3","X02832","P72464","Hrudný stentgraft Valiant s aplikačným systémom Captivia","Rovná konfigurácia FreeFlo","MDC","US","ks",{"v":0.1,"d":"10.00%"},{"v":8999.98,"d":"8,999.98"},{"v":8999.98,"d":"8,999.98"},{"v":0,"d":"0.00"},{"v":0,"d":"0.0000%"},"I","KAR, RAT",90219090]
[1470,"XB9.2.3","X02833","P72464","Hrudný stentgraft Valiant s aplikačným systémom Captivia","Rovná konfigurácia closed web, distálna konfigurácia bare spring, zúžená konfigurácia closed web","MDC","US","ks",{"v":0.1,"d":"10.00%"},{"v":8999.98,"d":"8,999.98"},{"v":8999.98,"d":"8,999.98"},{"v":0,"d":"0.00"},{"v":0,"d":"0.0000%"},"I","KAR, RAT",90219090]
[1471,"XB9.2.3","X02905","P74802","E-vita Thoracic Stentgraft System","všetky rozmery v ponuke výrobcu","JOT","DE","ks",{"v":0.1,"d":"10.00%"},{"v":10450.77,"d":"10,450.77"},{"v":8999.98,"d":"8,999.98"},{"v":1450.79,"d":"1,450.79"},{"v":0.138821,"d":"13.8821%"},"S","KAR, RAT",90219090]
[1472,{"$nulls":3},"XB9.2.4 Stentgrafty pre perkutánne rádiologické intervencie – perkutánne bifurkačné do brušnej aorty",{"$nulls":10},{"v":7496.47,"d":"7,496.470000"},"ks"]
[1473,"XB9.2.4","X03782","P94409","Príslušenstvo k systému Nellix","Súprava príslušenstva a Nellix dispenzér","ENG","NL","ks",{"v":0.2,"d":"20.00%"},{"v":1320,"d":"1,320.00"},{"v":1320,"d":"1,320.00"},{"v":0,"d":"0.00"},{"v":0,"d":"0.0000%"},"I","KAR, RAT",90183110]
[1474,"XB9.2.4","X00847","P88743","Aorfix Leg - nožička stentgraftu","Aorfix Leg - nožička stentgraftu (patrí k Aorfix Main body - hlavné telo)","LOT-GB","GB","ks",{"v":0.1,"d":"10.00%"},{"v":4296.63,"d":"4,296.63"},{"v":4296.63,"d":"4,296.63"},{"v":0,"d":"0.00"},{"v":0,"d":"0.0000%"},"I","KAR, RAT",90219090]
[1475,"XB9.2.4","X00845","P88746","Aorfix Distal Extender - distálny extender","Aorfix Distal Extender (patrí k Aorfix Main body - hlavné telo)","LOT-GB","GB","ks",{"v":0.1,"d":"10.00%"},{"v":5016.39,"d":"5,016.39"},{"v":5016.39,"d":"5,016.39"},{"v":0,"d":"0.00"},{"v":0,"d":"0.0000%"},"I","KAR, RAT",90219090]
[1476,"XB9.2.4","X00848","P88746","Aorfix Distal Extender - distálny extender","Aorfix Distal Extender (patrí k Aorfix Main body - hlavné telo)","LOT-GB","GB","ks",{"v":0.1,"d":"10.00%"},{"v":5016.39,"d":"5,016.39"},{"v":5016.39,"d":"5,016.39"},{"v":0,"d":"0.00"},{"v":0,"d":"0.0000%"},"I","KAR, RAT",90219090]
[1477,"XB9.2.4","X00844","P88744","Aorfix Proximal Extender - proximalny extender","Aorfix Proximal Extender (patrí k Aorfix Main body - hlavné telo)","LOT-GB","GB","ks",{"v":0.1,"d":"10.00%"},{"v":5016.39,"d":"5,016.39"},{"v":5016.39,"d":"5,016.39"},{"v":0,"d":"0.00"},{"v":0,"d":"0.0000%"},"I","KAR, RAT",90219090]
[1478,"XB9.2.4","X04320","P96567","Systém aortálneho stentgraftu BeGraft","rôzne rozmery","BNN","DE","ks",{"v":0.1,"d":"10.00%"},{"v":5100.15,"d":"5,100.15"},{"v":5100.15,"d":"5,100.15"},{"v":0,"d":"0.00"},{"v":0,"d":"0.0000%"},"I","KAR, RAT",90219090]
[1479,"XB9.2.4","X02803","P89112","Systém stentgraft Endurant II/IIs","Aorto - uni - iliakálna (AUI) konfigurácia, rôzne veľkosti","MDC","US","ks",{"v":0.1,"d":"10.00%"},{"v":5163.07,"d":"5,163.07"},{"v":5163.07,"d":"5,163.07"},{"v":0,"d":"0.00"},{"v":0,"d":"0.0000%"},"I","KAR, RAT",90219090]
[1480,"XB9.2.4","X01009","P89112","Systém stentgraft Endurant II/IIs","Perkutánne periférne samoexpandovateľné stentgrafty s príslušenstvom - Endurant ramená","MDC","US","ks",{"v":0.1,"d":"10.00%"},{"v":5225.99,"d":"5,225.99"},{"v":5225.99,"d":"5,225.99"},{"v":0,"d":"0.00"},{"v":0,"d":"0.0000%"},"I","KAR, RAT",90219090]
[1481,"XB9.2.4","X00843","P60936","Implantáty GORE - cievne protézy a stenty","Excluder AAA","WLG","US","ks",{"v":0.1,"d":"10.00%"},{"v":5415.29,"d":"5,415.29"},{"v":5415.29,"d":"5,415.29"},{"v":0,"d":"0.00"},{"v":0,"d":"0.0000%"},"I","KAR, RAT",90219090]
[1482,"XB9.2.4","X03369","P86374,P72765","Brušné stentgrafty Zenith","so zavádzacím systémom","COK","US","ks",{"v":0.1,"d":"10.00%"},{"v":5643,"d":"5,643.00"},{"v":5643,"d":"5,643.00"},{"v":0,"d":"0.00"},{"v":0,"d":"0.0000%"},"I","KAR, RAT",90219090]
[1483,"XB9.2.4","X03784","P94409","Nellix katéter","Endovaskulárny systém uzatváranie aneuryziem brušnej aorty","ENG","NL","ks",{"v":0.1,"d":"10.00%"},{"v":6050,"d":"6,050.00"},{"v":6050,"d":"6,050.00"},{"v":0,"d":"0.00"},{"v":0,"d":"0.0000%"},"I","KAR, RAT",90213990]
[1484,"XB9.2.4","X03009","P91686","Treovance","s aplikačným systémom Navitel, rôzne typy, všetky veľkosti výrobcu","BOM","ES","ks",{"v":0.1,"d":"10.00%"},{"v":6799.99,"d":"6,799.99"},{"v":6799.99,"d":"6,799.99"},{"v":0,"d":"0.00"},{"v":0,"d":"0.0000%"},"I","KAR, RAT",90183900]
[1485,"XB9.2.4","X02804","P89112","Systém stentgraft Endurant II/IIs","bifurkačná konfigurácia, rôzne veľkosti","MDC","US","ks",{"v":0.1,"d":"10.00%"},{"v":6884.9,"d":"6,884.90"},{"v":6884.9,"d":"6,884.90"},{"v":0,"d":"0.00"},{"v":0,"d":"0.0000%"},"I","KAR, RAT",90219090]
[1486,"XB9.2.4","X01013","P89112","brušný stentgraft Endurant II/IIs","Perkutánnestentgraftybifurkačné do brušnej aorty - Endurant telo","MDC","US","ks",{"v":0.1,"d":"10.00%"},{"v":6936.43,"d":"6,936.43"},{"v":6936.43,"d":"6,936.43"},{"v":0,"d":"0.00"},{"v":0,"d":"0.0000%"},"I","KAR, RAT",90219090]
[1487,"XB9.2.4","X03004","P91569","Systém abdominálneho stentgraftu OVATION PRIME","Aortic Body Stent Graft - aortálne telo stentgraftu","TIV","US","ks",{"v":0.1,"d":"10.00%"},{"v":6939.71,"d":"6,939.71"},{"v":6939.71,"d":"6,939.71"},{"v":0,"d":"0.00"},{"v":0,"d":"0.0000%"},"I","KAR, RAT",90219090]
[1488,"XB9.2.4","X05090","P0650A","Systém aortálneho stentgraftu Ankura","TAA / AAA / AUI; tôzne typy a rozmery","LIZ","CN","ks",{"v":0.1,"d":"10.00%"},{"v":7039.78,"d":"7,039.78"},{"v":7039.78,"d":"7,039.78"},{"v":0,"d":"0.00"},{"v":0,"d":"0.0000%"},"I","KAR, RAT",90219000]
[1489,"XB9.2.4","X03532","P77096","Systém zavádzací stentgraft AorfixTM AAA","AorfixTM Main Body - hlavné telo stentgraftu","LOT","GB","ks",{"v":0.1,"d":"10.00%"},{"v":7489.9,"d":"7,489.90"},{"v":7489.9,"d":"7,489.90"},{"v":0,"d":"0.00"},{"v":0,"d":"0.0000%"},"I","KAR, RAT",90219090]
[1490,"XB9.2.4","X02923","P78123","AAA stentgraft bifurkačný systém Anaconda™","Aortálne telo stentgraftu - všetky rozmery z ponuky výrobcu","VSG","GB","ks",{"v":0.1,"d":"10.00%"},{"v":7495.35,"d":"7,495.35"},{"v":7495.35,"d":"7,495.35"},{"v":0,"d":"0.00"},{"v":0,"d":"0.0000%"},"I","KAR, RAT",90219090]
[1491,"XB9.2.4","X05337","P3321A","Systém stentgraftu INCRAFT AAA","protéza bifurkácie aorty, pre liecbu aneuryzmy, rôzne typy a velkosti","CDS","IE","ks",{"v":0.1,"d":"10.00%"},{"v":7496.46,"d":"7,496.46"},{"v":7496.46,"d":"7,496.46"},{"v":0,"d":"0.00"},{"v":0,"d":"0.0000%"},"I","KAR, RAT",90219090,11489]
[1492,"XB9.2.4","X02932","P81071","Bifurkačný stentgraft Treovance s aplikačným systémom Navitel","hlavne bifurgačne stengtrafy dlžka v mm 80-100-120,priemer manžety 20-22-24-26-28-30-33-36, nadtavce do noh v dlžke v mm 80-160,distalny priemer 9-11-13-15-17-20-24,proximalne nadstavce manžety preimer mm 20-22-24-26-28-30-33-36 dlžka tela 40-55-70","BOM","ES","ks",{"v":0.1,"d":"10.00%"},{"v":7865,"d":"7,865.00"},{"v":7496.47,"d":"7,496.47"},368.53,{"v":0.046856999999999996,"d":"4.6857%"},"S","KAR, RAT",90219090]
[1493,"XB9.2.4","X01255","P83399","E-vita Abdominal Stentgraft System","hlavné telo a kontralaterálne rameno","JOT","DE","ks",{"v":0.1,"d":"10.00%"},{"v":10260.8,"d":"10,260.80"},{"v":7496.47,"d":"7,496.47"},{"v":2764.33,"d":"2,764.33"},{"v":0.269407,"d":"26.9407%"},"S","KAR, RAT",90219090]
[1494,{"$nulls":3},"XB9.2.5 Stentgrafty pre perkutánne rádiologické intervencie - extenzie pre bifurkačné protézy",{"$nulls":10},{"v":4302.76,"d":"4,302.760000"},"ks"]
[1495,"XB9.2.5","X03005","P91570","Systém abdominálneho stentgraftu OVATION PRIME","Iliac Limb Stent Graft - iliakálne rameno stentgraftu","TIV","US","ks",{"v":0.1,"d":"10.00%"},{"v":2413.25,"d":"2,413.25"},{"v":2413.25,"d":"2,413.25"},{"v":0,"d":"0.00"},{"v":0,"d":"0.0000%"},"I","KAR, RAT",90219090]
[1496,"XB9.2.5","X02801","P89112","brušný stentgraft Endurant II/IIs","Konfigurácia iliakálneho ramena, konfigurácia aortálneho predĺženia a abdominálneho ramena, rôzne veľkosti","MDC","US","ks",{"v":0.1,"d":"10.00%"},{"v":2753.96,"d":"2,753.96"},{"v":2753.96,"d":"2,753.96"},{"v":0,"d":"0.00"},{"v":0,"d":"0.0000%"},"I","KAR, RAT",90219090]
[1497,"XB9.2.5","X03008","P91573","Systém abdominálneho stentgraftu OVATION PRIME","Iliac Extension - iliakálne predĺženie","TIV","US","ks",{"v":0.1,"d":"10.00%"},{"v":2758.92,"d":"2,758.92"},{"v":2758.92,"d":"2,758.92"},{"v":0,"d":"0.00"},{"v":0,"d":"0.0000%"},"I","KAR, RAT",90219090]
[1498,"XB9.2.5","X03368","P86374,P72765","Extenzie Zenith Flex","so zavádzacím systémom","COK","US","ks",{"v":0.1,"d":"10.00%"},{"v":2915,"d":"2,915.00"},{"v":2915,"d":"2,915.00"},{"v":0,"d":"0.00"},{"v":0,"d":"0.0000%"},"I","KAR, RAT",90219090]
[1499,"XB9.2.5","X01254","P83399","E-vita Abdominal Stentgraft System","extenzné rameno aortálne a iliakálne","JOT","DE","ks",{"v":0.1,"d":"10.00%"},{"v":2949.98,"d":"2,949.98"},{"v":2949.98,"d":"2,949.98"},{"v":0,"d":"0.00"},{"v":0,"d":"0.0000%"},"I","KAR, RAT",90219090]
[1500,"XB9.2.5","X02922","P78123","AAA stentgraft systém Anaconda™ - extenzie","Rovné, kónicky rozšírené, zúžené iliakálne náhrady, aortálna predlžovacia manžeta. Všetky rozmery v ponuke výrobcu.","VSG","GB","ks",{"v":0.1,"d":"10.00%"},{"v":3303.3,"d":"3,303.30"},{"v":3303.3,"d":"3,303.30"},{"v":0,"d":"0.00"},{"v":0,"d":"0.0000%"},"I","KAR, RAT",90219090]
[1501,"XB9.2.5","X02802","P89112","brušný stentgraft Endurant II/IIs","Konfigurácia kontralaterálnej vetvy, rôzne veľkosti","MDC","US","ks",{"v":0.1,"d":"10.00%"},{"v":4067.84,"d":"4,067.84"},{"v":4067.84,"d":"4,067.84"},{"v":0,"d":"0.00"},{"v":0,"d":"0.0000%"},"I","KAR, RAT",90219090]
[1502,"XB9.2.5","X05338","P3321A","Systém stentgraftu INCRAFT AAA","iliakálne rameno/predlženie a aortálne predlženie, pre liecbu aneuryzmy, rôzne typy a velkosti","CDS","IE","ks",{"v":0.1,"d":"10.00%"},{"v":4302.75,"d":"4,302.75"},{"v":4302.75,"d":"4,302.75"},{"v":0,"d":"0.00"},{"v":0,"d":"0.0000%"},"I","KAR, RAT",90219090,11488]
[1503,{"$nulls":3},"XB9.2.6 Stentgrafty pre perkutánne rádiologické intervencie - vhodné do intrakránia",{"$nulls":10},{"v":8008,"d":"8,008.000000"},"ks"]
[1504,"XB9.2.6","X03576","P94481","Systém neurovaskulárny embolizačný UNO-3 / UNO-5","na oklúziu ciev","PER","US","ks",{"v":0.1,"d":"10.00%"},{"v":3146,"d":"3,146.00"},{"v":3146,"d":"3,146.00"},{"v":0,"d":"0.00"},{"v":0,"d":"0.0000%"},"I","KAR, RAT",90219090]
[1505,"XB9.2.6","X04740","P98786","Pomôcka na rekonštrukciu krčka aneuryzmy PulseRider","s príslušenstvom; rôzne modely","PUA","US","ks",{"v":0.1,"d":"10.00%"},{"v":7986,"d":"7,986.00"},{"v":7986,"d":"7,986.00"},{"v":0,"d":"0.00"},{"v":0,"d":"0.0000%"},"I","KAR, RAT",90183900]
[1506,"XB9.2.6","X02998","P91072","Implantát na intrakraniálnu aneuryzmu vo vetvení pCONus®",null,"PNX","GE","ks",{"v":0.1,"d":"10.00%"},{"v":8008,"d":"8,008.00"},{"v":8008,"d":"8,008.00"},{"v":0,"d":"0.00"},{"v":0,"d":"0.0000%"},"I","KAR, RAT",90189084]
[1507,{"$nulls":3},"XB9.2.7 Stentgrafty pre perkutánne rádiologické intervencie - nevaskulárne",{"$nulls":10},{"v":2699.4,"d":"2,699.400000"},"ks"]
[1508,"XB9.2.7","X02770","P79074","Stentgraft nevaskulárny VIABIL",null,"WLG","US","ks",{"v":0.1,"d":"10.00%"},{"v":2699.4,"d":"2,699.40"},{"v":2699.4,"d":"2,699.40"},{"v":0,"d":"0.00"},{"v":0,"d":"0.0000%"},"I","KAR, RAT",90219090]
[1509,{"$nulls":3},"XB9.2.8 Stentgrafty pre perkutánne rádiologické intervencie - flowdivertre",{"$nulls":10},{"v":10909,"d":"10,909.000000"},"ks"]
[1510,"XB9.2.8","X03963","P95798","Zariadenie embolizacné Medina","rôzne typy a velkosti","EV3","US","ks",{"v":0.1,"d":"10.00%"},{"v":8600.08,"d":"8,600.08"},{"v":8600.08,"d":"8,600.08"},{"v":0,"d":"0.00"},{"v":0,"d":"0.0000%"},"I","KAR, RAT",90219090]
[1511,"XB9.2.8","X04402","P96764","Pomôcka intrasakulárna Artisse","na endovaskulárnu embolizáciu aneurizmy, rôzne modely a veľkosti","EV3","US","ks",{"v":0.1,"d":"10.00%"},{"v":9922,"d":"9,922.00"},{"v":9922,"d":"9,922.00"},{"v":0,"d":"0.00"},{"v":0,"d":"0.0000%"},"I","KAR, RAT",90219090]
[1512,"XB9.2.8","X01234","P89220","Systém embolizačný WEB na aneurizmy","s uvoľnujúcim systémom WDC-1, rôzne modely","SQU","US","ks",{"v":0.1,"d":"10.00%"},{"v":9922,"d":"9,922.00"},{"v":9922,"d":"9,922.00"},{"v":0,"d":"0.00"},{"v":0,"d":"0.0000%"},"I","KAR, RAT",90183900]
[1513,"XB9.2.8","X02997","P91071","p64® - zariadenie na moduláciu prietoku krvi","cievny implantát","PNX","GE","ks",{"v":0.1,"d":"10.00%"},{"v":10010,"d":"10,010.00"},{"v":10010,"d":"10,010.00"},{"v":0,"d":"0.00"},{"v":0,"d":"0.0000%"},"I","KAR, RAT",90189084]
[1514,"XB9.2.8","X03017","P92731","Flowdiverter ACANDIS DERIVO","Derivo Embolisation Device/Systém","AAM","DE","ks",{"v":0.1,"d":"10.00%"},{"v":10511.27,"d":"10,511.27"},{"v":10511.27,"d":"10,511.27"},{"v":0,"d":"0.00"},{"v":0,"d":"0.0000%"},"I","KAR, RAT",90219090]
[1515,"XB9.2.8","X04797","P99089","Zariadenie na moduláciu prietoku krvi p48 MV","tubulárny cievny implantát","PNX","DE","ks",{"v":0.1,"d":"10.00%"},{"v":10800,"d":"10,800.00"},{"v":10800,"d":"10,800.00"},{"v":0,"d":"0.00"},{"v":0,"d":"0.0000%"},"I","KAR, RAT",90219090]
[1516,"XB9.2.8","X00839","P89601","Aneugraft/stentgraft pokrytý perikardom","flowdiverter","ITGI","IS","ks",{"v":0.1,"d":"10.00%"},{"v":10890,"d":"10,890.00"},{"v":10890,"d":"10,890.00"},{"v":0,"d":"0.00"},{"v":0,"d":"0.0000%"},"I","KAR, RAT",90215000]
[1517,"XB9.2.8","X03000","P91147","Systém na odklonenie toku krvi Surpass.","Rôzne rozmery.","STR","US","ks",{"v":0.1,"d":"10.00%"},{"v":10890,"d":"10,890.00"},{"v":10890,"d":"10,890.00"},{"v":0,"d":"0.00"},{"v":0,"d":"0.0000%"},"I","KAR, RAT",90219090]
[1518,"XB9.2.8","X04733","P98437","Implantát pCANvas","na moduláciu toku v aneuryzme v bifurkácii; rôzne typy","PNX","DE","ks",{"v":0.1,"d":"10.00%"},{"v":10899.99,"d":"10,899.99"},{"v":10899.99,"d":"10,899.99"},{"v":0,"d":"0.00"},{"v":0,"d":"0.0000%"},"I","KAR, RAT",90219090]
[1519,"XB9.2.8","X02967","P85370","Pipeline",null,"EV3","US","ks",{"v":0.1,"d":"10.00%"},{"v":10909,"d":"10,909.00"},{"v":10909,"d":"10,909.00"},{"v":0,"d":"0.00"},{"v":0,"d":"0.0000%"},"I","KAR, RAT",90219090]
[1520,"XB9.2.8","X03102","P85370","Pipeline Flex",null,"EV3","US","ks",{"v":0.1,"d":"10.00%"},{"v":10909,"d":"10,909.00"},{"v":10909,"d":"10,909.00"},{"v":0,"d":"0.00"},{"v":0,"d":"0.0000%"},"I","KAR, RAT",90219090]
[1521,"XB9.2.8","X02859","P92183","Pomôcka intraluminálna podporná FRED","samorozťažný stent; rôzne typy","MCV","FR","ks",{"v":0.1,"d":"10.00%"},{"v":10909,"d":"10,909.00"},{"v":10909,"d":"10,909.00"},{"v":0,"d":"0.00"},{"v":0,"d":"0.0000%"},"I","KAR, RAT",90183190]
[1522,"XB9.2.8","X03662","P85370","Zariadenie embolizačné Pipeline Flex / Pipeline Flex s technológiou Shield / Pipeline Vantage s technológiou Shield","rôzne typy a veľkosti","EV3","US","ks",{"v":0.1,"d":"10.00%"},{"v":10909,"d":"10,909.00"},{"v":10909,"d":"10,909.00"},{"v":0,"d":"0.00"},{"v":0,"d":"0.0000%"},"I","KAR, RAT",90219090]
[1523,"XB9.2.8","X01252","P81133","Stent intrakraniálny Silk+/Silk vista baby/Silk vista","hustospletený intracerebrálny stent (flow-divertor), všetky rozmery v nabídke výrobca","BEX","FR","ks",{"v":0.1,"d":"10.00%"},{"v":11319.55,"d":"11,319.55"},{"v":10909,"d":"10,909.00"},410.55,{"v":0.036269,"d":"3.6269%"},"S","KAR, RAT",90219090]
[1524,{"$nulls":3},"XB9.2.8.1 STENTGRAFTY PRE PERKUTÁNNE RÁDIOLOGICKÉ INTERVENCIE - FLOWDIVERTRE S HPC POVLAKOM",{"$nulls":10},{"v":17787,"d":"17,787.000000"},"ks"]
[1525,"XB9.2.8.1","X05191","P1810A","Zariadenie na moduláciu prietoku krvi P64 MW HPC, pFMD phenox","cievny implantát, rôzne rozmery","PNX","DE","ks",{"v":0.1,"d":"10.00%"},{"v":17726.5,"d":"17,726.50"},{"v":17726.5,"d":"17,726.50"},{"v":0,"d":"0.00"},{"v":0,"d":"0.0000%"},"I","RAT",90219090]
[1526,"XB9.2.8.1","X05038","P0715A","Zariadenie na moduláciu prietoku krvi p48 MW HPC","tubulárny cievny implantát; rôzne modely","PNX","DE","ks",{"v":0.1,"d":"10.00%"},{"v":17787,"d":"17,787.00"},{"v":17787,"d":"17,787.00"},{"v":0,"d":"0.00"},{"v":0,"d":"0.0000%"},"I","RAT",90189084]
[1527,{"$nulls":3},"XB9.2.10 Stentgrafty pre perkutánne rádiologické intervencie - fenestrované (na mieru)",{"$nulls":10},{"v":7747.3,"d":"7,747.300000"},"ks"]
[1528,"XB9.2.10","X03363","P83466","Fenestrované stentgrafty Zenith","rôzne rozmery","COK","AU","ks",{"v":0.1,"d":"10.00%"},{"v":7747.3,"d":"7,747.30"},{"v":7747.3,"d":"7,747.30"},{"v":0,"d":"0.00"},{"v":0,"d":"0.0000%"},"I","KAR, RAT",90219090]
[1529,{"$nulls":3},"XB9.2.11 Stentgrafty pre perkutánne rádiologické intervencie - aortálne flow-modulátory (na mieru)",{"$nulls":10},{"v":19999.98,"d":"19,999.980000"},"ks"]
[1530,"XB9.2.11","X04857","P99282","Systém hrudného stentgraftu Valiant Navion","s aplikačným systémom; rôzne modely","MDC","US","ks",{"v":0.1,"d":"10.00%"},{"v":14036,"d":"14,036.00"},{"v":14036,"d":"14,036.00"},{"v":0,"d":"0.00"},{"v":0,"d":"0.0000%"},"I","KAR, RAT",90219090]
[1531,"XB9.2.11","X03692","P94800","Modulátor prietoku viacvrstvový na liečbu aortálnych aneuryziem MFM","rôzne rozmery","CDT","BE","ks",{"v":0.1,"d":"10.00%"},{"v":19999.98,"d":"19,999.98"},{"v":19999.98,"d":"19,999.98"},{"v":0,"d":"0.00"},{"v":0,"d":"0.0000%"},"I","KAR, RAT",90219090]
[1532,{"$nulls":3},"XB9.5.1 Stengraft kombinovaný s lineárnou protézou pre srdcovú chirurgiu s príslušenstvom",{"$nulls":10},{"v":11292.93,"d":"11,292.930000"},"ks"]
[1533,"XB9.5.1","X05206","P74802","Stentgraft E-vita OPEN NEO","rôzne veľkosti","JOT","DE","ks",{"v":0.1,"d":"10.00%"},{"v":11291.72,"d":"11,291.72"},{"v":11291.72,"d":"11,291.72"},{"v":0,"d":"0.00"},{"v":0,"d":"0.0000%"},"I","KCH",90219090]
[1534,"XB9.5.1","X01120","P74802","Stentgraft s cievnou protézou E-vita Open Plus","všetky rozmery v ponuke výrobcu","JOT","DE","ks",{"v":0.1,"d":"10.00%"},{"v":11292.93,"d":"11,292.93"},{"v":11292.93,"d":"11,292.93"},{"v":0,"d":"0.00"},{"v":0,"d":"0.0000%"},"I","KCH",90219090]
[1535,{"$nulls":3},"XB9.5.2 Stengraft kombinovaný s lineárnou protézou s vetvením pre srdcovú chirurgiu s príslušenstvom",{"$nulls":10},{"v":12450.9,"d":"12,450.900000"},"ks"]
[1536,"XB9.5.2","X05192","P74802","Stentgraft E-vita OPEN NEO","rôzne veľkosti s vetvením","JOT","DE","ks",{"v":0.1,"d":"10.00%"},{"v":12449.69,"d":"12,449.69"},{"v":12449.69,"d":"12,449.69"},{"v":0,"d":"0.00"},{"v":0,"d":"0.0000%"},"I","KCH",90219090]
[1537,"XB9.5.2","X02714","P92297","Thoraflex Hybrid™stentgraft kombinovaný s cievnou protézou","všetky rozmery z ponuky výrobcu","VSG","GB","ks",{"v":0.1,"d":"10.00%"},{"v":12450.9,"d":"12,450.90"},{"v":12450.9,"d":"12,450.90"},{"v":0,"d":"0.00"},{"v":0,"d":"0.0000%"},"I","KCH",90213990]
[1538,{"$nulls":3},"XB9.6 Podporný stent k stentgraftu pre srdcovú chirurgiu",{"$nulls":10},{"v":6655,"d":"6,655.000000"},"ks"]
[1539,"XB9.6","X02759","P71698","Systém disekčný DJUMBODIS","systém na ošetrenie aortálnych disekcií","SAI","FR","ks",{"v":0.1,"d":"10.00%"},{"v":6655,"d":"6,655.00"},{"v":6655,"d":"6,655.00"},{"v":0,"d":"0.00"},{"v":0,"d":"0.0000%"},"I","KCH",90213990]
[1540,{"$nulls":3},"XB9.7 Stentgrafty bifurkačné do brušnej aorty",{"$nulls":10},{"v":7462.07,"d":"7,462.070000"},"ks"]
[1541,"XB9.7","X00846","P88745","Aorfix Conventer - konvertor","Aorfix Conventer (patrí k Aorfix Main body - hlavné telo)","LOT-GB","GB","ks",{"v":0.1,"d":"10.00%"},{"v":7462.07,"d":"7,462.07"},{"v":7462.07,"d":"7,462.07"},{"v":0,"d":"0.00"},{"v":0,"d":"0.0000%"},"I","KAR, RAT",90219090]
[1542,{"$nulls":3},"XB10 Cievne chirurgické protézy"]
[1543,{"$nulls":3},"XB10.1 Cievna protéza lineárna",{"$nulls":10},{"v":816,"d":"816.000000"},"ks"]
[1544,"XB10.1","X00861","P32811","Cievna protéza UniGraft K DV","lineárna, pletená, 6-10mm x 10cm, 6-28mm x 15cm","AES","DE","ks",{"v":0.1,"d":"10.00%"},296.99,296.99,{"v":0,"d":"0.00"},{"v":0,"d":"0.0000%"},"I","CCH, KCH, UCH",90213990]
[1545,"XB10.1","X01118","P74804","Cievna protéza FlowNit Bioseal","polyesterová pletená cievna protéza, všetky rozmery v nabídke výrobca","JOT","DE","ks",{"v":0.1,"d":"10.00%"},401.72,401.72,{"v":0,"d":"0.00"},{"v":0,"d":"0.0000%"},"I","CCH, KCH, UCH",90219090]
[1546,"XB10.1","X00853","P88345","InterGard, Hemagard","pletené, tkané, rôzne typy, rôzne priemery a dĺžky","MQT","FR","ks",{"v":0.1,"d":"10.00%"},{"v":420,"d":"420.00"},{"v":420,"d":"420.00"},{"v":0,"d":"0.00"},{"v":0,"d":"0.0000%"},"I","CCH, KCH, UCH",90213990]
[1547,"XB10.1","X00859","P32811","Cievna protéza UniGraft K DV","lineárna, pletená, 30-34mm x 15cm, 6-8mm x 30cm, 6-8mm x 40cm, 6-8mm x 45cm, 6-8mm x 60cm","AES","DE","ks",{"v":0.1,"d":"10.00%"},429.01,429.01,{"v":0,"d":"0.00"},{"v":0,"d":"0.0000%"},"I","CCH, KCH, UCH",90213990]
[1548,"XB10.1","X01117","P74805","Cievna protéza FlowWeave Bioseal","polyesterová tkaná cievna protéza, všetky rozmery v nabídke výrobca","JOT","DE","ks",{"v":0.1,"d":"10.00%"},453.75,453.75,{"v":0,"d":"0.00"},{"v":0,"d":"0.0000%"},"I","CCH, KCH, UCH",90219090]
[1549,"XB10.1","X00854","P32811","Cievna protéza UniGraft K DV","lineárna, pletená, 10-18mm x 30cm, 10-18mm x 40cm, 10-18mm x60cm","AES","DE","ks",{"v":0.1,"d":"10.00%"},{"v":528,"d":"528.00"},{"v":528,"d":"528.00"},{"v":0,"d":"0.00"},{"v":0,"d":"0.0000%"},"I","CCH, KCH, UCH",90213990]
[1550,"XB10.1","X04947","P99886,P99891","Protéza cievna tkaná potiahnutá bovinným kolagénom Polythese IC; Protéza cievna pletená potiahnutá bovinným kolagénom Polymaille C","lineárna","PEO","FR","ks",{"v":0.1,"d":"10.00%"},{"v":600,"d":"600.00"},{"v":600,"d":"600.00"},{"v":0,"d":"0.00"},{"v":0,"d":"0.0000%"},"I","CCH, KCH, UCH",90213990]
[1551,"XB10.1","X01272","P65722,P65723","Cievna protéza GELSOFT, GELSOFT PLUS a GELSEAL","lineárna polyesterová pletená, 6 -16mm x 60/30/15cm,18-28mmx50/25/12 cm, 30-34mm x  40/20/10 cm, 6,7,8mm x 40 cm","VSG","GB","ks",{"v":0.1,"d":"10.00%"},601.37,601.37,{"v":0,"d":"0.00"},{"v":0,"d":"0.0000%"},"I","CCH, KCH, UCH",90213990]
[1552,"XB10.1","X01449","P32811","Cievna protéza UniGraft K DV","lineárna, pletená, 36-38mm x 15cm, 26-38mm x 20cm, 20-28 mm x 30cm, 20-24mm x 40cm, 20-30mm x 60cm","AES","DE","ks",{"v":0.1,"d":"10.00%"},{"v":649,"d":"649.00"},{"v":649,"d":"649.00"},{"v":0,"d":"0.00"},{"v":0,"d":"0.0000%"},"I","CCH, KCH, UCH",90213990]
[1553,"XB10.1","X01179","P65724","Cievna protéza Gelweave","lineárna polyesterová tkaná, 6 -16mm x 60/30/15cm,18-28mmx50/25/12 cm, 30-34mm x  40/20/10 cm","VSG","GB","ks",{"v":0.1,"d":"10.00%"},667.92,667.92,{"v":0,"d":"0.00"},{"v":0,"d":"0.0000%"},"I","CCH, KCH, UCH",90213990]
[1554,"XB10.1","X01192","P89467","Cievne protézy Albograft","pletené, tkané, rôzne typy a úpravy, rôzne priemery a dĺžky","LER","US","ks",{"v":0.1,"d":"10.00%"},694.65,694.65,{"v":0,"d":"0.00"},{"v":0,"d":"0.0000%"},"I","CCH, KCH, UCH",90213990]
[1555,"XB10.1","X00857","P32811","Cievna protéza UniGraft K DV","lineárna, pletená, 30-38mm x 30cm, 6-8mm x 70cm, 6-10mm x 100cm","AES","DE","ks",{"v":0.1,"d":"10.00%"},{"v":748,"d":"748.00"},{"v":748,"d":"748.00"},{"v":0,"d":"0.00"},{"v":0,"d":"0.0000%"},"I","CCH, KCH, UCH",90213990]
[1556,"XB10.1","X00855","P72286","Cievna protéza UniGraft W","lineárna, tkaná, 24-38mm x 15cm, 24-38mm x 30cm, 24-38mm x 40cm","AES","DE","ks",{"v":0.1,"d":"10.00%"},{"v":753.5,"d":"753.50"},{"v":753.5,"d":"753.50"},{"v":0,"d":"0.00"},{"v":0,"d":"0.0000%"},"I","CCH, KCH, UCH",90213990]
[1557,"XB10.1","X00852","P88345","InterGard, Hemagard","InterGard lineárny pletený heparínový, priemer 6-24mm, dĺžka 40-70cm.InterGard lineárny pletený ultratenký, priemer 6-8mm, dĺžka 20-70cm.InterGard lineárny pletený heaprínový ultratenký, priemer 6-8mm, dĺžka 40-70cm.InterGard lineárny pletený radiálne vystužený, priemer 6 a 8mm, dĺžka 70-85cm, vystužený na úseku 15-45cm.InterGard lineárny pletený ultratenký radiálne vystužený, priemer 6-8mm, dĺžka 70cm, vystužený na úseku 15-30cm.InterGard lineárny pletený heparínový radiálne vystužený, priemer 6 a 8mm, dĺžka 70cm, vystužený na úseku 20 alebo 30cm.InterGard lineárny pletený ultratenký heparínový radiálne vystužený, priemer 6-8mm, dĺžka 70-85cm, vystužený na úseku 20-45cm.","MQT","FR","ks",{"v":0.1,"d":"10.00%"},{"v":816,"d":"816.00"},{"v":816,"d":"816.00"},{"v":0,"d":"0.00"},{"v":0,"d":"0.0000%"},"I","CCH, KCH, UCH",90213990]
[1558,{"$nulls":3},"XB10.2 Cievna protéza bifurkačná",{"$nulls":10},{"v":816,"d":"816.000000"},"ks"]
[1559,"XB10.2","X01119","P74804","Cievna protéza FlowNit Bioseal","polyesterová pletená cievna protéza, všetky rozmery v nabídke výrobca","JOT","DE","ks",{"v":0.1,"d":"10.00%"},376.31,376.31,{"v":0,"d":"0.00"},{"v":0,"d":"0.0000%"},"I","CCH, KCH, UCH",90219090]
[1560,"XB10.2","X01183","P65722,P65723","Cievna protéza GELSOFT, GELSOFT PLUS a GELSEAL","polyesterová bifurkačná pletená, 12x6 mm, 14x7 mm, 16x8 mm, 18x9 mm, 20x10 mm, 22x11 mm / 45 cm","VSG","GB","ks",{"v":0.1,"d":"10.00%"},643.72,643.72,{"v":0,"d":"0.00"},{"v":0,"d":"0.0000%"},"I","CCH, KCH, UCH",90213990]
[1561,"XB10.2","X04946","P99885,P99892","Protéza cievna tkaná potiahnutá bovinným kolagénom Polythese IC; Protéza cievna pletená potiahnutá bovinným kolagénom Polymaille C","bifurkačná","PEO","FR","ks",{"v":0.1,"d":"10.00%"},{"v":645,"d":"645.00"},{"v":645,"d":"645.00"},{"v":0,"d":"0.00"},{"v":0,"d":"0.0000%"},"I","CCH, KCH, UCH",90213990]
[1562,"XB10.2","X00867","P32811","Cievna protéza UniGraft K DV","bifurkačná, pletená, 12x6mm - 24x12mm, 40cm","AES","DE","ks",{"v":0.1,"d":"10.00%"},{"v":649,"d":"649.00"},{"v":649,"d":"649.00"},{"v":0,"d":"0.00"},{"v":0,"d":"0.0000%"},"I","CCH, KCH, UCH",90213990]
[1563,"XB10.2","X01593","P89467","Cievna protéza Albograft","všetky veľkosti bifurkačná tkaná a pletená","LER","US","ks",{"v":0.1,"d":"10.00%"},761.24,761.24,{"v":0,"d":"0.00"},{"v":0,"d":"0.0000%"},"I","CCH, KCH, UCH",90213990]
[1564,"XB10.2","X00864","P88345","InterGard","rôzne typy, 6x12–12x24mm x 50cm","MQT","FR","ks",{"v":0.1,"d":"10.00%"},{"v":816,"d":"816.00"},{"v":816,"d":"816.00"},{"v":0,"d":"0.00"},{"v":0,"d":"0.0000%"},"I","CCH, KCH, UCH",90213990]
[1565,"XB10.2","X00866","P88345","InterGard, HemaGard","InterGard, HemaGard bifurkačný- bifurkačný heparínový, rôzne priemery a dľžky.","MQT","FR","ks",{"v":0.1,"d":"10.00%"},{"v":816,"d":"816.00"},{"v":816,"d":"816.00"},{"v":0,"d":"0.00"},{"v":0,"d":"0.0000%"},"I","CCH, KCH, UCH",90213990]
[1566,{"$nulls":3},"XB10.3 Cievna protéza lineárna impregnovaná striebrom",{"$nulls":10},{"v":816,"d":"816.000000"},"ks"]
[1567,"XB10.3","X00879","P72293","Cievna protéza SilverGraft","lineárna impregnovaná so striebrom 8-24mm x 15cm","AES","DE","ks",{"v":0.1,"d":"10.00%"},{"v":517,"d":"517.00"},{"v":517,"d":"517.00"},{"v":0,"d":"0.00"},{"v":0,"d":"0.0000%"},"I","CCH, KCH, UCH",90213990]
[1568,"XB10.3","X00875","P88345","InterGard, InterGard Synergy","pletené, tkané, rôzne typy, rôzne priemery a dĺžky","MQT","FR","ks",{"v":0.1,"d":"10.00%"},609.49,609.49,{"v":0,"d":"0.00"},{"v":0,"d":"0.0000%"},"I","CCH, KCH, UCH",90213990]
[1569,"XB10.3","X00878","P72293","Cievna protéza SilverGraft","lineárna impregnovaná so striebrom 8-24mm x 30cm","AES","DE","ks",{"v":0.1,"d":"10.00%"},{"v":665.5,"d":"665.50"},{"v":665.5,"d":"665.50"},{"v":0,"d":"0.00"},{"v":0,"d":"0.0000%"},"I","CCH, KCH, UCH",90213990]
[1570,"XB10.3","X00877","P72293","Cievna protéza SilverGraft","lineárna impregnovaná so striebrom 6-12mm x 40cm, 6-8mm x 60cm, 6-8mm x 90cm","AES","DE","ks",{"v":0.1,"d":"10.00%"},{"v":814,"d":"814.00"},{"v":814,"d":"814.00"},{"v":0,"d":"0.00"},{"v":0,"d":"0.0000%"},"I","CCH, KCH, UCH",90213990]
[1571,"XB10.3","X00869","P88345","InteGard","ôzne typy a úpravy, rôzne priemery a dĺžky","MQT","FR","ks",{"v":0.1,"d":"10.00%"},{"v":816,"d":"816.00"},{"v":816,"d":"816.00"},{"v":0,"d":"0.00"},{"v":0,"d":"0.0000%"},"I","CCH, KCH, UCH",90213990]
[1572,{"$nulls":3},"XB10.4 Cievna protéza bifurkačná impregnovaná striebrom",{"$nulls":10},{"v":814,"d":"814.000000"},"ks"]
[1573,"XB10.4","X00880","P72293","Cievna protéza SilverGraft","bifurkačná impregnovaná so striebrom 12x6mm - 24x12mm, 40cm","AES","DE","ks",{"v":0.1,"d":"10.00%"},{"v":814,"d":"814.00"},{"v":814,"d":"814.00"},{"v":0,"d":"0.00"},{"v":0,"d":"0.0000%"},"I","CCH, KCH, UCH",90213990]
[1574,{"$nulls":3},"XB10.5 Cievne protézy hrudnej aorty lineárne",{"$nulls":10},{"v":2579.72,"d":"2,579.720000"},"ks"]
[1575,"XB10.5","X04948","P99887,P99888","Protéza cievna tkaná potiahnutá bovinným kolagénom Polythese ICT; Protéza cievna tkaná potiahnutá bovinným kolagénom Polythese IC-3GL","lineárna","PEO","FR","ks",{"v":0.1,"d":"10.00%"},661.89,661.89,{"v":0,"d":"0.00"},{"v":0,"d":"0.0000%"},"I","CCH, KCH",90213990]
[1576,"XB10.5","X01798","P88345","InterGard","torakálna aortálna, rôzne rozmery","MQT","FR","ks",{"v":0.1,"d":"10.00%"},{"v":1331,"d":"1,331.00"},{"v":1331,"d":"1,331.00"},{"v":0,"d":"0.00"},{"v":0,"d":"0.0000%"},"I","CCH, KCH",90213990]
[1577,"XB10.5","X02387","P65724","Cievna protéza Gelweave Valsalva™, Gelweave Ante-Flo, Siena Ante-Flo","polyesterová protéza pre náhradu aortálneho koreňa/oblúka, rozmery 20-34 mm, dľžka 15-50 cm","VSG","GB","ks",{"v":0.1,"d":"10.00%"},{"v":1539.85,"d":"1,539.85"},{"v":1539.85,"d":"1,539.85"},{"v":0,"d":"0.00"},{"v":0,"d":"0.0000%"},"I","CCH, KCH",90213990]
[1578,"XB10.5","X02285","P88345","Cievna protéza aortálneho oblúka INTERGARD HEMABRIDGE tkaná","priemer 20 - 36mm x 10mm s dĺžkou 35cm x 40cm, s jedným odstupom","ITV","FR","ks",{"v":0.1,"d":"10.00%"},{"v":1540,"d":"1,540.00"},{"v":1540,"d":"1,540.00"},{"v":0,"d":"0.00"},{"v":0,"d":"0.0000%"},"I","CCH, KCH",90213990]
[1579,"XB10.5","X03109","P88345","Cievna protéza","CARDIOROOT rôzne priemery a dľžky","ITV","FR","ks",{"v":0.1,"d":"10.00%"},{"v":2579.72,"d":"2,579.72"},{"v":2579.72,"d":"2,579.72"},{"v":0,"d":"0.00"},{"v":0,"d":"0.0000%"},"I","CCH, KCH",90213990]
[1580,{"$nulls":3},"XB10.6 Cievna protéza aortálneho oblúka bifurkačná",{"$nulls":10},{"v":2867.7,"d":"2,867.700000"},"ks"]
[1581,"XB10.6","X02316","P82262","HEMASHIELD","tkaná, s jedným odstupom, rôzne rozmery","ITV","FR","ks",{"v":0.1,"d":"10.00%"},{"v":1433.85,"d":"1,433.85"},{"v":1433.85,"d":"1,433.85"},{"v":0,"d":"0.00"},{"v":0,"d":"0.0000%"},"I","CCH, KCH",90212900]
[1582,"XB10.6","X04949","P99889,P99890","Protéza cievna tkaná potiahnutá bovinným kolagénom Polythese Polybranch; Protéza cievna tkaná potiahnutá bovinným kolagénom Polythese Polyarch",null,"PEO","FR","ks",{"v":0.1,"d":"10.00%"},{"v":1929.15,"d":"1,929.15"},{"v":1929.15,"d":"1,929.15"},{"v":0,"d":"0.00"},{"v":0,"d":"0.0000%"},"I","CCH, KCH",90213990]
[1583,"XB10.6","X02321","P88345","Cievna protéza aortálneho oblúka INTERGARD tkaná","priemer 20-36 x 10 x 8 x 8 x 10mm s dĺžkou 50 x 30 x 30 x 30 x 30cm, so štyrmi odstupmi","ITV","FR","ks",{"v":0.1,"d":"10.00%"},{"v":2087.25,"d":"2,087.25"},{"v":2087.25,"d":"2,087.25"},{"v":0,"d":"0.00"},{"v":0,"d":"0.0000%"},"I","CCH, KCH",90213990]
[1584,"XB10.6","X02317","P82262","HEMASHIELD","tkaná, s tromi odstupmi, rôzne rozmery","ITV","FR","ks",{"v":0.1,"d":"10.00%"},{"v":2147.75,"d":"2,147.75"},{"v":2147.75,"d":"2,147.75"},{"v":0,"d":"0.00"},{"v":0,"d":"0.0000%"},"I","CCH, KCH",90212900]
[1585,"XB10.6","X02318","P82262","HEMASHIELD","tkaná, so štyrmi odstupmi alebo uhlovými odstupmi, rôzne","ITV","FR","ks",{"v":0.1,"d":"10.00%"},{"v":2867.7,"d":"2,867.70"},{"v":2867.7,"d":"2,867.70"},{"v":0,"d":"0.00"},{"v":0,"d":"0.0000%"},"I","CCH, KCH",90212900]
[1586,{"$nulls":3},"XB10.9 Cievna protéza biologická",{"$nulls":10},{"v":2288,"d":"2,288.000000"}]
[1587,"XB10.9","X03928","P75139","Protéza cievna biosyntetická Omniflow II","rovná/zakrivená","B-N","AU","ks",{"v":0.1,"d":"10.00%"},{"v":2288,"d":"2,288.00"},{"v":2288,"d":"2,288.00"},{"v":0,"d":"0.00"},{"v":0,"d":"0.0000%"},"I","CCH, KCH",90213990]
[1588,{"$nulls":3},"XB10.10 Cievna protéza PTFE nevystužená",{"$nulls":10},{"v":935.33,"d":"935.330000"},"ks"]
[1589,"XB10.10","X00906","P57863,P57864","Cievna protéza PTFE VascuGraft","Nevystužená, 4-8mm x 40cm","AES","DE","ks",{"v":0.1,"d":"10.00%"},{"v":522.5,"d":"522.50"},{"v":522.5,"d":"522.50"},{"v":0,"d":"0.00"},{"v":0,"d":"0.0000%"},"I","CCH, KCH",90213990]
[1590,"XB10.10","X00902","P57863,P57864","Cievna protéza PTFE VascuGraft","Nevystužená, 3-6mm x 10cm, 3-8mm x 20cm, 6-8mm x 30cm, 4-7 x 30cm kónická","AES","DE","ks",{"v":0.1,"d":"10.00%"},549.99,549.99,{"v":0,"d":"0.00"},{"v":0,"d":"0.0000%"},"I","CCH, KCH",90213990]
[1591,"XB10.10","X01004","P57863,P57864","Cievna protéza PTFE VascuGraft","Nevystužená, 4-10mm x 50cm, 6-8mm x 60cm, 3-10mm x 70cm, vrátane kónických v rozmeroch: 4-6mm x 40cm, 5-8mm x 40cm, 4-7mm x 40cm, 4-6mm x 45cm, 4-7mm x 45cm, 5-8mm x 45cm, 4-7mm x 50cm, 4-6mm x 70cm, 4-7mm x 70cm, 5-8mm x 70cm.","AES","DE","ks",{"v":0.1,"d":"10.00%"},{"v":665.5,"d":"665.50"},{"v":665.5,"d":"665.50"},{"v":0,"d":"0.00"},{"v":0,"d":"0.0000%"},"I","CCH, KCH",90213990]
[1592,"XB10.10","X01122","P70435","Cievna protéza FlowLine Bipore","cievna protéza z ePTFE, všetky rozmery v nabídke výrobca","JOT","DE","ks",{"v":0.1,"d":"10.00%"},680.02,680.02,{"v":0,"d":"0.00"},{"v":0,"d":"0.0000%"},"I","CCH, KCH",90219090]
[1593,"XB10.10","X00905","P57863,P57864","Cievna protéza PTFE VascuGraft","Nevystužená, 5-10mm x 80cm, 5-8mm x 90cm","AES","DE","ks",{"v":0.1,"d":"10.00%"},{"v":748,"d":"748.00"},{"v":748,"d":"748.00"},{"v":0,"d":"0.00"},{"v":0,"d":"0.0000%"},"I","CCH, KCH",90213990]
[1594,"XB10.10","X01187","P71261,P71262,P71760,P73408,P85156","Cievna protéza ePTFE MAXIFLO, COBRAHOOD, RAPIDAX","nevystužená, rovná, priemer 6, 7, 8, 10mm, kónická 4-6mm, 4-7mm","VSG","GB","ks",{"v":0.1,"d":"10.00%"},814.33,814.33,{"v":0,"d":"0.00"},{"v":0,"d":"0.0000%"},"I","CCH, KCH",90213990]
[1595,"XB10.10","X00904","P83806,P83804,P83805","Cievne protézy: Distaflo, IMPRA Carboflo, IMPRA, Venaflo, Dynaflo",null,"BAR","US","ks",{"v":0.1,"d":"10.00%"},815.54,815.54,{"v":0,"d":"0.00"},{"v":0,"d":"0.0000%"},"I","CCH, KCH",90213990]
[1596,"XB10.10","X01116","P74806","Cievna protéza FlowLine Bipore Heparin","cievna protéza z ePTFE potiahnutá heparínom, všetky rozmery v nabídke výrobca","JOT","DE","ks",{"v":0.1,"d":"10.00%"},935.33,935.33,{"v":0,"d":"0.00"},{"v":0,"d":"0.0000%"},"I","CCH, KCH",90219090]
[1597,"XB10.10","X01189","P89466","Cievne protézy ePTFE Lifespan","nevystužené 5-10mm priemer, 10-80cm dĺžka","LER","US","ks",{"v":0.1,"d":"10.00%"},935.33,935.33,{"v":0,"d":"0.00"},{"v":0,"d":"0.0000%"},"I","CCH, KCH",90213990]
[1598,{"$nulls":3},"XB10.11 Cievna protéza PTFE vystužená",{"$nulls":10},{"v":995.83,"d":"995.830000"},"ks"]
[1599,"XB10.11","X00907","P57863,P57864","Cievna protéza PTFE VascuGraft","Vystužená, 5-8mm x 20cm, 4-8mm x 40cm, 5-10mm x 50cm, 6-8mm x 60cm, 4-10mm x 70cm, 5-10mm x 80cm, 6-8mm x 90cm, 6mm x 100cm, vrátane kónických v rozmeroch: 4-7 x 70cm, 5-8 x 70cm, 6-8 x 70cm, 4-6 x 45cm","AES","DE","ks",{"v":0.1,"d":"10.00%"},{"v":814,"d":"814.00"},{"v":814,"d":"814.00"},{"v":0,"d":"0.00"},{"v":0,"d":"0.0000%"},"I","CCH, KCH",90213990]
[1600,"XB10.11","X01190","P71261,P71262,P71760,P73408,P85156","Cievna protéza ePTFE MAXIFLO, COBRAHOOD","vystužená, rovná, priemer 6, 7, 8, 10mm, kónická 4-6mm, 4-7mm","VSG","GB","ks",{"v":0.1,"d":"10.00%"},816.75,816.75,{"v":0,"d":"0.00"},{"v":0,"d":"0.0000%"},"I","CCH, KCH",90213990]
[1601,"XB10.11","X01121","P70435","Cievna protéza FlowLine Bipore","cievna protéza z ePTFE, všetky rozmery v nabídke výrobca","JOT","DE","ks",{"v":0.1,"d":"10.00%"},817.96,817.96,{"v":0,"d":"0.00"},{"v":0,"d":"0.0000%"},"I","CCH, KCH",90219090]
[1602,"XB10.11","X01176","P71259,P71260","Cievna protéza SEALPTFE","vystužená, rovná, s tretiou vrstvou z modifikovanej hydrofilnej želatíny, priemer 6, 7, 8, 10mm, kónická 4-6mm, 4-7mm","VSG","GB","ks",{"v":0.1,"d":"10.00%"},928.07,928.07,{"v":0,"d":"0.00"},{"v":0,"d":"0.0000%"},"I","CCH, KCH",90213990]
[1603,"XB10.11","X01115","P74806","Cievna protéza FlowLine Bipore Heparin spirale","cievna protéza z ePTFE potiahnutá heparínom, všetky rozmery v nabídke výrobca","JOT","DE","ks",{"v":0.1,"d":"10.00%"},995.83,995.83,{"v":0,"d":"0.00"},{"v":0,"d":"0.0000%"},"I","CCH, KCH",90219090]
[1604,"XB10.11","X01800","P89466","Cievne protézy ePTFE Lifespan","vystužené 5-10mm priemer, 10-80cm dĺžka","LER","US","ks",{"v":0.1,"d":"10.00%"},995.83,995.83,{"v":0,"d":"0.00"},{"v":0,"d":"0.0000%"},"I","CCH, KCH",90213990]
[1605,{"$nulls":3},"XB10.12 Venózna protéza",{"$nulls":10},{"v":671.01,"d":"671.010000"},"ks"]
[1606,"XB10.12","X00909","P72294","Venózna protéza ProVena","4-8mm, 40 cm","AES","DE","ks",{"v":0.1,"d":"10.00%"},{"v":583,"d":"583.00"},{"v":583,"d":"583.00"},{"v":0,"d":"0.00"},{"v":0,"d":"0.0000%"},"I","CCH, KCH",90219090]
[1607,"XB10.12","X00908","P72294","Venózna protéza ProVena","4-10mm, 80 cm","AES","DE","ks",{"v":0.1,"d":"10.00%"},671.01,671.01,{"v":0,"d":"0.00"},{"v":0,"d":"0.0000%"},"I","CCH, KCH",90219090]
[1608,{"$nulls":3},"XB10.13 Cievna protéza pre axilofemorálne rekonštrukcie extraanatomické rekonštrukcie",{"$nulls":10},{"v":2222,"d":"2,222.000000"},"ks"]
[1609,"XB10.13","X02557","P82263","FUSION cievny štep","lineárny, s priemerom 5-10mm a s dĺžkou 20-80cm","MQT","US","ks",{"v":0.1,"d":"10.00%"},{"v":1452,"d":"1,452.00"},{"v":1452,"d":"1,452.00"},{"v":0,"d":"0.00"},{"v":0,"d":"0.0000%"},"I","CCH",90212900]
[1610,"XB10.13","X01799","P88345","InterGard","rôzne typy, rôzne priemery a dĺžky","MQT","FR","ks",{"v":0.1,"d":"10.00%"},{"v":2008.6,"d":"2,008.60"},{"v":2008.6,"d":"2,008.60"},{"v":0,"d":"0.00"},{"v":0,"d":"0.0000%"},"I","CCH",90213990]
[1611,"XB10.13","X00856","P32811","Cievna protéza UniGraft K DV","lineárna, pletená, axilobifemorálna, 8-10mm x 100/60 cm","AES","DE","ks",{"v":0.1,"d":"10.00%"},{"v":2222,"d":"2,222.00"},{"v":2222,"d":"2,222.00"},{"v":0,"d":"0.00"},{"v":0,"d":"0.0000%"},"I","CCH",90213990]
[1612,"XB10.13","X02559","P82263","FUSION cievny štep","lineárny, s BIOLINE poťahom, s priemerom 5-10mm a s dĺžkou 20-80cm","MQT","US","ks",{"v":0.1,"d":"10.00%"},{"v":2222,"d":"2,222.00"},{"v":2222,"d":"2,222.00"},{"v":0,"d":"0.00"},{"v":0,"d":"0.0000%"},"I","CCH",90212900]
[1613,{"$nulls":3},"XB10.14 Protéza pre torakoabdominálne rekonštrukcie",{"$nulls":10},{"v":1936,"d":"1,936.000000"},"ks"]
[1614,"XB10.14","X02472","P65724","Cievna protéza Gelweave Coselli™Thoracoabdominal, Gelweave Trifurcate Thoracoabdominal","polyesterová tkaná protéza s odstupmi 4x10mm, dĺžka 60cm, priemer 20-30 mm, s odstupmi 7mm + 2x6/7/8 mm, dlžka 45 cm, priemer 12,14,16 mm","VSG","GB","ks",{"v":0.1,"d":"10.00%"},{"v":1543.2,"d":"1,543.20"},{"v":1543.2,"d":"1,543.20"},{"v":0,"d":"0.00"},{"v":0,"d":"0.0000%"},"I","CCH, KCH",90213990]
[1615,"XB10.14","X02286","P88345","Cievna protéza INTERGARD pletená trifurkačná, cievna protéza INTERGARD pletená kvadrifurkačná","s priemerom 14 x 7mm - 20 x 10mm a dĺžkou 20 x 35 cm a s priemerom 14-16mm, vonkajšie odstupy: s priemerom 7-8mm a dĺžkou 35cm, vnútorné odstupy: s priemerom 6-8mm a dĺžkou 35cm","ITV","FR","ks",{"v":0.1,"d":"10.00%"},{"v":1881.55,"d":"1,881.55"},{"v":1881.55,"d":"1,881.55"},{"v":0,"d":"0.00"},{"v":0,"d":"0.0000%"},"I","CCH, KCH",90213990]
[1616,"XB10.14","X01247","P74803","Cievna protéza FlowWeave Plus Tetrabranch","polyesterová tkaná cievna protéza, všetky rozmery v nabídke výrobca","JOT","DE","ks",{"v":0.1,"d":"10.00%"},{"v":1936,"d":"1,936.00"},{"v":1936,"d":"1,936.00"},{"v":0,"d":"0.00"},{"v":0,"d":"0.0000%"},"I","CCH, KCH",90219090]
[1617,{"$nulls":3},"XB11 Špirály pre perkutánne rádiologické intervencie"]
[1618,{"$nulls":3},"XB11.1 Špirály pre perkutánne rádiologické intervencie -koily",{"$nulls":10},{"v":302,"d":"302.000000"},"ks"]
[1619,"XB11.1","X02825","P60962","Vaskulárny embolizačný mikrošpirálový systém  TruFill","rôzne veľkosti","CDN-US","US","ks",{"v":0.1,"d":"10.00%"},203.01,203.01,{"v":0,"d":"0.00"},{"v":0,"d":"0.0000%"},"I","KAR, RAT",90219090]
[1620,"XB11.1","X03334","P72712","Embolizačné koily MReye, Nester, Hilal, Tornado","MR podmienené","COK","US","ks",{"v":0.1,"d":"10.00%"},{"v":245.3,"d":"245.30"},{"v":245.3,"d":"245.30"},{"v":0,"d":"0.00"},{"v":0,"d":"0.0000%"},"I","KAR, RAT",90219090]
[1621,"XB11.1","X02898","P73108","Špirála embolizačná - VortX-18, VortX Diamond-18, Straight-18, Figure 8-18, Multi-Loop-18, Complex Helical-18, VortX-35, 2D Helical-35.","Vytláčaná, rôzne typy.","BSC","US","ks",{"v":0.1,"d":"10.00%"},{"v":302,"d":"302.00"},{"v":302,"d":"302.00"},{"v":0,"d":"0.00"},{"v":0,"d":"0.0000%"},"I","KAR, RAT",90219090]
[1622,"XB11.1","X02845","P84108","Boptnajúce periférne koily Azur Peripheral Pushable","(18, 35) zatláčacie","TCJ-03","US","ks",{"v":0.1,"d":"10.00%"},{"v":385,"d":"385.00"},{"v":302,"d":"302.00"},{"v":83,"d":"83.00"},{"v":0.215584,"d":"21.5584%"},"S","KAR, RAT",90219090]
[1623,{"$nulls":3},"XB11.2 Špirály pre perkutánne rádiologické intervencie - posúvače embolizačných špirál",{"$nulls":10},{"v":393.56,"d":"393.560000"},"ks"]
[1624,"XB11.2","X02821","P39058","Posúvač embolizačných mikrošpirál Codman TruFill","TRUPUSH Coil Pusher 195cm 50cm","CDN-US","US","ks",{"v":0.2,"d":"20.00%"},393.56,393.56,{"v":0,"d":"0.00"},{"v":0,"d":"0.0000%"},"I","KAR, RAT",90213990]
[1625,{"$nulls":3},"XB11.3 Špirály pre perkutánne rádiologické intervencie - odpútateľné koily",{"$nulls":10},{"v":1329.6,"d":"1,329.600000"},"ks"]
[1626,"XB11.3","X03335","P72712","Embolizačné odpútateľné koily Detach","pripojený k zavádzaciemu drôtu","COK","DK","ks",{"v":0.1,"d":"10.00%"},{"v":578.6,"d":"578.60"},{"v":578.6,"d":"578.60"},{"v":0,"d":"0.00"},{"v":0,"d":"0.0000%"},"I","KAR, RAT",90219090]
[1627,"XB11.3","X03336","P72712","Embolizačné odpútateľné koily Retracta","pripojený k aplikačnému vodiču","COK","US","ks",{"v":0.1,"d":"10.00%"},{"v":578.6,"d":"578.60"},{"v":578.6,"d":"578.60"},{"v":0,"d":"0.00"},{"v":0,"d":"0.0000%"},"I","KAR, RAT",90219090]
[1628,"XB11.3","X02899","P73109","Špirála blokovacia oddeliteľná Boston IDC","IDC","BSC","US","ks",{"v":0.1,"d":"10.00%"},{"v":880,"d":"880.00"},{"v":880,"d":"880.00"},{"v":0,"d":"0.00"},{"v":0,"d":"0.0000%"},"I","KAR, RAT",90219090]
[1629,"XB11.3","X02660","P90246,P90247","Špirála embolizačná Concerto PGLA, Špirála embolizačná Concerto Nylon",null,"EV3","US","ks",{"v":0.1,"d":"10.00%"},{"v":894.8,"d":"894.80"},{"v":894.8,"d":"894.80"},{"v":0,"d":"0.00"},{"v":0,"d":"0.0000%"},"I","KAR, RAT",90219090]
[1630,"XB11.3","X02828","P65916,P85533","Systémy embolizačných mikrošpirál ORBIT GALAXY,  DCS-ORBIT TruFill","rôzne veľkosti","CDN-US","US","ks",{"v":0.1,"d":"10.00%"},{"v":1074.26,"d":"1,074.26"},{"v":1074.26,"d":"1,074.26"},{"v":0,"d":"0.00"},{"v":0,"d":"0.0000%"},"I","KAR, RAT",90213990]
[1631,"XB11.3","X02486","P71761","Protéza intravaskulárna - coil V-Track: MicroPlex","emoblizačná; rôzne priemery a dĺžky","TCJ","US","ks",{"v":0.1,"d":"10.00%"},{"v":1197.4,"d":"1,197.40"},{"v":1197.4,"d":"1,197.40"},{"v":0,"d":"0.00"},{"v":0,"d":"0.0000%"},"I","KAR, RAT",90213990]
[1632,"XB11.3","X03809","P95191","Systém embolizačný Penumbra Smart Coil s odnímateľnou rukoväťou","Standard / Soft / Extra Soft / Helical Extra Soft","PNB","US","ks",{"v":0.1,"d":"10.00%"},{"v":1232.22,"d":"1,232.22"},{"v":1232.22,"d":"1,232.22"},{"v":0,"d":"0.00"},{"v":0,"d":"0.0000%"},"I","KAR, RAT",90183900]
[1633,"XB11.3","X02844","P84107","Odpútateľné koily Azur Detachable",null,"TCJ-03","US","ks",{"v":0.1,"d":"10.00%"},{"v":1253.09,"d":"1,253.09"},{"v":1253.09,"d":"1,253.09"},{"v":0,"d":"0.00"},{"v":0,"d":"0.0000%"},"I","KAR, RAT",90219090]
[1634,"XB11.3","X03158","P93335","Systém špirálový embolizačný AZUR Framing Coil",null,"TCJ-03","US","ks",{"v":0.1,"d":"10.00%"},{"v":1253.09,"d":"1,253.09"},{"v":1253.09,"d":"1,253.09"},{"v":0,"d":"0.00"},{"v":0,"d":"0.0000%"},"I","KAR, RAT",90219090]
[1635,"XB11.3","X02514","P74988","Protéza intravaskulárna - coil V-Track: HydroCoil","embolizačná; rôzne priemery a dĺžky","TCJ","US","ks",{"v":0.1,"d":"10.00%"},{"v":1329.6,"d":"1,329.60"},{"v":1329.6,"d":"1,329.60"},{"v":0,"d":"0.00"},{"v":0,"d":"0.0000%"},"I","KAR, RAT",90213990]
[1636,"XB11.3","X02984","P89221","Špirála embolizačná oddeliteľná s napájacím zdrojom -  Matrix2, GDC, GDC 360","Matrix2, GDC, GDC 360","STR","US","ks",{"v":0.1,"d":"10.00%"},{"v":1329.6,"d":"1,329.60"},{"v":1329.6,"d":"1,329.60"},{"v":0,"d":"0.00"},{"v":0,"d":"0.0000%"},"I","KAR, RAT",90219090]
[1637,"XB11.3","X02968","P85453,P89221","Špirála oddeliteľná Target. Špirála embolizačná oddeliteľná s napájacím zdrojom -  Matrix2, GDC, GDC 360","Rôzne typy a rozmery. Matrix2, GDC, GDC 360","STR","US","ks",{"v":0.1,"d":"10.00%"},{"v":1329.6,"d":"1,329.60"},{"v":1329.6,"d":"1,329.60"},{"v":0,"d":"0.00"},{"v":0,"d":"0.0000%"},"I","KAR, RAT",90219090]
[1638,{"$nulls":3},"XB11.4 Špirály pre perkutánne rádiologické intervencie - odpútateľné hrubé koily",{"$nulls":10},{"v":1754.5,"d":"1,754.500000"},"ks"]
[1639,"XB11.4","X02856","P91978","Špirála embolizačná Ruby","rôzne typy a veľkosti","PNB","US","ks",{"v":0.1,"d":"10.00%"},{"v":1754.5,"d":"1,754.50"},{"v":1754.5,"d":"1,754.50"},{"v":0,"d":"0.00"},{"v":0,"d":"0.0000%"},"I","KAR, RAT",90183900]
[1640,"XB11.4","X02847","P87020","Systém špirálový Penumbra Coil 400","endovaskulárna embolizácia","PNB","US","ks",{"v":0.1,"d":"10.00%"},{"v":1754.5,"d":"1,754.50"},{"v":1754.5,"d":"1,754.50"},{"v":0,"d":"0.00"},{"v":0,"d":"0.0000%"},"I","KAR, RAT",90183900]
[1641,{"$nulls":3},"XB11.5 Špirály pre perkutánne rádiologické intervencie - odpútateľné koily s fibrilami",{"$nulls":10},{"v":935,"d":"935.000000"},"ks"]
[1642,"XB11.5","X02987","P89371","Systém IDC vláknitý oklúzny Interlock/Interlock-35","Interlock / Interlock - 35","BSC","US","ks",{"v":0.1,"d":"10.00%"},{"v":935,"d":"935.00"},{"v":935,"d":"935.00"},{"v":0,"d":"0.00"},{"v":0,"d":"0.0000%"},"I","KAR, RAT",90219090]
[1643,{"$nulls":3},"XB11.6 Špirály pre perkutánne rádiologické intervencie - iné koily",{"$nulls":10},{"v":990.39,"d":"990.390000"},"ks"]
[1644,"XB11.6","X02632","P87577","Embolizačné špirály FlowCoils",null,"BEX","FR","ks",{"v":0.1,"d":"10.00%"},{"v":302.5,"d":"302.50"},{"v":302.5,"d":"302.50"},{"v":0,"d":"0.00"},{"v":0,"d":"0.0000%"},"I","KAR, RAT",90219090]
[1645,{"$nulls":3},"XB11.7 Špirály pre perkutánne rádiologické intervencie - odpútateľné mikrokoily",{"$nulls":10},{"v":1455,"d":"1,455.000000"},"ks"]
[1646,"XB11.7","X05021","P99683","Systém embolizačnej špirály Optima",null,"BCK","US","ks",{"v":0.1,"d":"10.00%"},{"v":1136.19,"d":"1,136.19"},{"v":1136.19,"d":"1,136.19"},{"v":0,"d":"0.00"},{"v":0,"d":"0.0000%"},"I","KAR, RAT",90219090]
[1647,"XB11.7","X04741","P98793","Systém zavádzací mikrocievkový MICRUSFRAME / DELTAFILL / DELTAXSFT / GALAXY G3 / GALAXY G3 Mini","s príslušenstvom; rôzne typy","MDO","CH","ks",{"v":0.1,"d":"10.00%"},{"v":1252,"d":"1,252.00"},{"v":1252,"d":"1,252.00"},{"v":0,"d":"0.00"},{"v":0,"d":"0.0000%"},"I","KAR, RAT",90213990]
[1648,"XB11.7","X05140","P0946A,P0947A","Súprava embolizačná implantačná POD System, Rukoväť odnímateľná  k embolizačnému systému POD","rôzne typy a veľkosti, PODH1","PNB","US","ks",{"v":0.1,"d":"10.00%"},{"v":1314.06,"d":"1,314.06"},{"v":1314.06,"d":"1,314.06"},{"v":0,"d":"0.00"},{"v":0,"d":"0.0000%"},"I","KAR, RAT",90183900]
[1649,"XB11.7","X05287","P2691A","Systém embolizačnej špirály TrelliX","rôzne veľkosti","SJA","US","ks",{"v":0.1,"d":"10.00%"},{"v":1391.5,"d":"1,391.50"},{"v":1391.5,"d":"1,391.50"},{"v":0,"d":"0.00"},{"v":0,"d":"0.0000%"},"I","KAR, RAT",90183900]
[1650,"XB11.7","X05097","P0769A","Systém špirálový Wallaby Avenir","rôzne typy","WAD","US","ks",{"v":0.1,"d":"10.00%"},{"v":1452,"d":"1,452.00"},{"v":1452,"d":"1,452.00"},{"v":0,"d":"0.00"},{"v":0,"d":"0.0000%"},"I","KAR, RAT",90183900]
[1651,"XB11.7","X02590","P82511,P82512,P82513,P91557","Špirála embolizačná Axium Helix/3D, Axium PGLA Helix/3D, Axium Nylon Helix, Axium Prime,",null,"EV3","US","ks",{"v":0.1,"d":"10.00%"},{"v":1455,"d":"1,455.00"},{"v":1455,"d":"1,455.00"},{"v":0,"d":"0.00"},{"v":0,"d":"0.0000%"},"I","KAR, RAT",9021909]
[1652,"XB11.7","X05027","P0065A,P0066A","Špirála embolizacná odnímatelná ED COIL","14 Standard; 10 Soft, 10 Soft (8), 10 Extra Soft, 10 Extra Soft (8)","KNE","JP","ks",{"v":0.1,"d":"10.00%"},{"v":1455,"d":"1,455.00"},{"v":1455,"d":"1,455.00"},{"v":0,"d":"0.00"},{"v":0,"d":"0.0000%"},"I","KAR, RAT",90219090]
[1653,"XB11.7","X02823","P53354,P91098,P91099,P91100,P91102,P91103,P91104,P91105","Systémy embolizačných mikrošpirál  MICRUSPHERE, PRESIDIO, CASHMERE, DELTAMAXX, DELTAPAQ, DELTAPUSH, HELIPAQ, ULTIPAQ – všetky typu CERECYTE","rôzne veľkosti","MDO-CH01","CH","ks",{"v":0.1,"d":"10.00%"},{"v":1455,"d":"1,455.00"},{"v":1455,"d":"1,455.00"},{"v":0,"d":"0.00"},{"v":0,"d":"0.0000%"},"I","KAR, RAT",90213990]
[1654,"XB11.7","X02822","P53353,P53354,P91098,P91099,P91100,P91103,P91104,P91105","Systémy embolizačných mikrošpirál MICRUSPHERE, CASHMERE, ORBIT GALAXY G2, DELTAMAXX, DELTAPAQ, DELTAPLUSH, HELIPAQ, ULTIPAQ","rôzne veľkosti","MDO-CH01","CH","ks",{"v":0.1,"d":"10.00%"},{"v":1455,"d":"1,455.00"},{"v":1455,"d":"1,455.00"},{"v":0,"d":"0.00"},{"v":0,"d":"0.0000%"},"I","KAR, RAT",90213990]
[1655,"XB11.7","X03028","P92830","Embolizačné špirály Barricade Coil Systém",null,"BCK","US","ks",{"v":0.1,"d":"10.00%"},{"v":1556.06,"d":"1,556.06"},{"v":1455,"d":"1,455.00"},101.06,{"v":0.064946,"d":"6.4946%"},"S","KAR, RAT",90219090]
[1656,{"$nulls":3},"XB11.8 Špirály pre perkutánne rádiologické intervencie - spojovací kábel na odpútanie",{"$nulls":10},{"v":198,"d":"198.000000"},"ks"]
[1657,"XB11.8","X02970","P85500","Kábel spojovací IZDS pre oddeliteľné špirály.",null,"STR","US","ks",{"v":0.2,"d":"20.00%"},73.85,73.85,{"v":0,"d":"0.00"},{"v":0,"d":"0.0000%"},"I","KAR, RAT",90183900]
[1658,"XB11.8","X03027","P92830","Spojovací kábel na odpútanie embolizačných špirál Barricade Coil Systém",null,"BCK","US","ks",{"v":0.2,"d":"20.00%"},{"v":198,"d":"198.00"},{"v":198,"d":"198.00"},{"v":0,"d":"0.00"},{"v":0,"d":"0.0000%"},"I","KAR, RAT",90183900]
[1659,{"$nulls":3},"XB11.9 Špirály pre perkutánne rádiologické intervencie - odpútavacia jednotka",{"$nulls":10},{"v":480,"d":"480.000000"},"ks"]
[1660,"XB11.9","X02515","P74991","Ovládač oddeľovací V-GRIP",null,"TCJ","US","ks",{"v":0.2,"d":"20.00%"},96.89,96.89,{"v":0,"d":"0.00"},{"v":0,"d":"0.0000%"},"I","KAR, RAT",90183900]
[1661,"XB11.9","X05020","P99683","Ovládač odpojenia XCEL","príslušenstvo k systému embolizačnej špirály Optima","BCK","US","ks",{"v":0.2,"d":"20.00%"},132.66,132.66,{"v":0,"d":"0.00"},{"v":0,"d":"0.0000%"},"I","KAR, RAT",90183900]
[1662,"XB11.9","X05028","P0067A","Systém oddelovací ELECTRO DETACH GENERATOR v4","pre zariadenia ED COIL","KNE","JP","ks",{"v":0.2,"d":"20.00%"},{"v":197,"d":"197.00"},{"v":197,"d":"197.00"},{"v":0,"d":"0.00"},{"v":0,"d":"0.0000%"},"I","KAR, RAT",90189084]
[1663,"XB11.9","X02853","P91254","Systém odpútavania EnPower","prepojovací kábel s/bez riadiacej jednotky","MDO-CH01","CH","ks",{"v":0.2,"d":"20.00%"},200.01,200.01,{"v":0,"d":"0.00"},{"v":0,"d":"0.0000%"},"I","KAR, RAT",90189084]
[1664,"XB11.9","X02840","P78708","Hydraulický odpútavací system TruFill DCS  Syringe II","k embolizačným odpútateľným mikrošpirálam Orbit Galaxy, TruFill DCS Orbit","CDN-US","US","ks",{"v":0.2,"d":"20.00%"},{"v":406.3,"d":"406.30"},{"v":406.3,"d":"406.30"},{"v":0,"d":"0.00"},{"v":0,"d":"0.0000%"},"I","KAR, RAT",90189084]
[1665,"XB11.9","X02846","P84109","Odpútavacie zariadenie Azur Detachable",null,"TCJ-03","US","ks",{"v":0.2,"d":"20.00%"},{"v":406.8,"d":"406.80"},{"v":406.8,"d":"406.80"},{"v":0,"d":"0.00"},{"v":0,"d":"0.0000%"},"I","KAR, RAT",90189084]
[1666,"XB11.9","X05288","P2692A","Systém odpútavací TrelliX","TDC-1","SJA","US","ks",{"v":0.2,"d":"20.00%"},{"v":479,"d":"479.00"},{"v":479,"d":"479.00"},{"v":0,"d":"0.00"},{"v":0,"d":"0.0000%"},"I","KAR, RAT",90183900]
[1667,"XB11.9","X02969","P85498","Systém odpojovací InZone.","Sterilné ručné zariadenie.","STR","US","ks",{"v":0.2,"d":"20.00%"},{"v":480,"d":"480.00"},{"v":480,"d":"480.00"},{"v":0,"d":"0.00"},{"v":0,"d":"0.0000%"},"I","KAR, RAT",90183900]
[1668,"XB11.9","X02592","P82511,P82512,P82513,P91557,P90246,P90247","systém odpútavací ID-1-5",null,"EV3","US","ks",{"v":0.2,"d":"20.00%"},{"v":480,"d":"480.00"},{"v":480,"d":"480.00"},{"v":0,"d":"0.00"},{"v":0,"d":"0.0000%"},"I","KAR, RAT",9021909]
[1669,"XB11.9","X02939","P82505","Systém odpútavací NDS a káblové súpravy CSS","Systém odpútavací NDS-2/NDS-2X","EV3","US","ks",{"v":0.2,"d":"20.00%"},{"v":480,"d":"480.00"},{"v":480,"d":"480.00"},{"v":0,"d":"0.00"},{"v":0,"d":"0.0000%"},"I","KAR, RAT",90219090]
[1670,{"$nulls":3},"XB12 Lepidá"]
[1671,{"$nulls":3},"XB12.1 Lepidlá biologické",{"$nulls":10},{"v":736.89,"d":"736.890000"},"ks/10ml"]
[1672,"XB12.1","X04339","P97517","Lepidlo chirurgické Coseal","4ml","BXI","CH","ks",{"v":0.1,"d":"10.00%"},{"v":425,"d":"425.00"},{"v":425,"d":"425.00"},{"v":0,"d":"0.00"},{"v":0,"d":"0.0000%"},"I","CCH, CHI, KCH",90219090]
[1673,"XB12.1","X04026","P91051","Lepidlo tkanivové PreveLeak Surgical Sealant","s dávkovacou špičkou, 4ml, 5 ml","TXM","US","ks",{"v":0.1,"d":"10.00%"},{"v":508.2,"d":"508.20"},{"v":508.2,"d":"508.20"},{"v":0,"d":"0.00"},{"v":0,"d":"0.0000%"},"I","CCH, CHI, KCH",30061030]
[1674,"XB12.1","X03205","P72636","BioGlue® - tkanivové lepidlo chirurgické, 2 zložkové s aplikátorom","5 ml","CLF","US","ks",{"v":0.1,"d":"10.00%"},538.45,538.45,{"v":0,"d":"0.00"},{"v":0,"d":"0.0000%"},"I","CCH, CHI, KCH",90219090]
[1675,"XB12.1","X03206","P72636","BioGlue® - tkanivové lepidlo chirurgické, 2 zložkové s aplikátorom","10 ml","CLF","US","ks",{"v":0.1,"d":"10.00%"},736.89,736.89,{"v":0,"d":"0.00"},{"v":0,"d":"0.0000%"},"I","CCH, CHI, KCH",90219090]
[1676,"XB12.1","X03950","P94447","Systém na uzatváranie žíl Venaseal Sapheon","SP-101","SPQ","US","ks",{"v":0.1,"d":"10.00%"},{"v":1450.79,"d":"1,450.79"},736.89,{"v":713.9,"d":"713.90"},{"v":0.49207700000000004,"d":"49.2077%"},"S","CCH, CHI, KCH",90189084]
[1677,{"$nulls":3},"XB13 Zdravotnícke pomôcky pre embolizáciu pri perkutánnych rádiologických intervenciách"]
[1678,{"$nulls":3},"XB13.1.1 Embolizačné prostriedky pre perkutánne rádiologické intervencie - PVA častice",{"$nulls":10},{"v":214.5,"d":"214.500000"},"ks"]
[1679,"XB13.1.1","X03002","P91430","PVA častice Bearing","všetky velkosti","BIF","FR","ks",{"v":0.1,"d":"10.00%"},139.74,139.74,{"v":0,"d":"0.00"},{"v":0,"d":"0.0000%"},"I","KAR, RAT",90219090]
[1680,"XB13.1.1","X03327","P72712","PVA penové embolizačné častice","rôzne veľkosti","COK","US","ks",{"v":0.1,"d":"10.00%"},{"v":171.6,"d":"171.60"},{"v":171.6,"d":"171.60"},{"v":0,"d":"0.00"},{"v":0,"d":"0.0000%"},"I","KAR, RAT",90219090]
[1681,"XB13.1.1","X02900","P73110","Častice embolizačné Contour",null,"BSC","US","ks",{"v":0.1,"d":"10.00%"},{"v":214.5,"d":"214.50"},{"v":214.5,"d":"214.50"},{"v":0,"d":"0.00"},{"v":0,"d":"0.0000%"},"I","KAR, RAT",90219090]
[1682,{"$nulls":3},"XB13.1.2 Embolizačné prostriedky pre perkutánne rádiologické intervencie - sférické častice",{"$nulls":10},{"v":329.79,"d":"329.790000"},"ks"]
[1683,"XB13.1.2","X02839","P77647","Sférické embolizačné častice Bead Block",null,"BIH","GB","ks",{"v":0.1,"d":"10.00%"},329.79,329.79,{"v":0,"d":"0.00"},{"v":0,"d":"0.0000%"},"I","KAR, RAT",90219090]
[1684,{"$nulls":3},"XB13.1.3 Embolizačné prostriedky pre perkutánne rádiologické intervencie - mikrosférické častice",{"$nulls":10},{"v":738.1,"d":"738.100000"},"ks"]
[1685,"XB13.1.3","X04514","P97778","Mikroguľôčky HydroPearl","na cielenú embolizáciu","MCV","FR","ks",{"v":0.1,"d":"10.00%"},332.75,332.75,{"v":0,"d":"0.00"},{"v":0,"d":"0.0000%"},"I","KAR, RAT",90219090]
[1686,"XB13.1.3","X03043","P69149,P69150,P69151,P69152,P69153,P69154","Mikročastice sférické komprimovatelné EmboSphere, EmboGold","všetky velkosti","BIF","FR","ks",{"v":0.1,"d":"10.00%"},364.97,364.97,{"v":0,"d":"0.00"},{"v":0,"d":"0.0000%"},"I","KAR, RAT",90219090]
[1687,{"$nulls":3},"XB13.1.4 Embolizačné prostriedky pre perkutánne rádiologické intervencie - častice uvoľňujúce liečivo",{"$nulls":10},{"v":1260,"d":"1,260.000000"},"ks"]
[1688,"XB13.1.4","X02914","P77016","Mikročastice uvolňujúce liečivo HepaSphere","všetky velkosti, neaktivované","BIF","FR","ks",{"v":0.1,"d":"10.00%"},407.77,407.77,{"v":0,"d":"0.00"},{"v":0,"d":"0.0000%"},"I","KAR, RAT",90219090]
[1689,"XB13.1.4","X04513","P97777","Mikroguľôčky LifePearl","embolizačné na chemoterapeutiká","MCV","FR","ks",{"v":0.1,"d":"10.00%"},729.63,729.63,{"v":0,"d":"0.00"},{"v":0,"d":"0.0000%"},"I","KAR, RAT",90219090]
[1690,"XB13.1.4","X02834","P74576","Embolizačné častice uvoľňujúce liečivo DC Bead",null,"BIH","GB","ks",{"v":0.1,"d":"10.00%"},{"v":770,"d":"770.00"},{"v":770,"d":"770.00"},{"v":0,"d":"0.00"},{"v":0,"d":"0.0000%"},"I","KAR, RAT",90219090]
[1691,"XB13.1.4","X02835","P74576","Embolizačné častice uvoľňujúce liečivo DC Bead","M1","BIH","GB","ks",{"v":0.1,"d":"10.00%"},{"v":935,"d":"935.00"},{"v":935,"d":"935.00"},{"v":0,"d":"0.00"},{"v":0,"d":"0.0000%"},"I","KAR, RAT",90219090]
[1692,"XB13.1.4","X05096","P0399A","Mikročastice embolizačné HepaSphere s Doxobrucínom HCL alebo Irinotekanom","rôzne veľkosti, mikrosféry na podanie chemoterapeutických látok","BIF","FR","ks",{"v":0.1,"d":"10.00%"},{"v":1076.9,"d":"1,076.90"},{"v":1076.9,"d":"1,076.90"},{"v":0,"d":"0.00"},{"v":0,"d":"0.0000%"},"I","KAR, RAT",90219090]
[1693,"XB13.1.4","X02993","P90257","Embozene® - mikročastice embolizačné s cytostatikom","Color - Advanced / Tandem","CLO","US","ks",{"v":0.1,"d":"10.00%"},{"v":1242.03,"d":"1,242.03"},{"v":1242.03,"d":"1,242.03"},{"v":0,"d":"0.00"},{"v":0,"d":"0.0000%"},"I","KAR, RAT",90189084]
[1694,{"$nulls":3},"XB13.1.5 Embolizačné prostriedky pre perkutánne rádiologické intervencie - tekuté embolizačné činidlo – polymérové",{"$nulls":10},{"v":1724.3,"d":"1,724.300000"},"ks"]
[1695,"XB13.1.5","X02943","P82520","Systém embolizačný tekutý Onyx príslušenstvo-DMSO","rôzne striekačky","EV3","US","ks",{"v":0.1,"d":"10.00%"},210.54,210.54,{"v":0,"d":"0.00"},{"v":0,"d":"0.0000%"},"I","KAR, RAT",90219090]
[1696,"XB13.1.5","X02995","P90811","Tekuté embolizačné činidlo SQUID/SQUIDPERI",null,"EMO","CH","ks",{"v":0.1,"d":"10.00%"},{"v":1474.99,"d":"1,474.99"},{"v":1474.99,"d":"1,474.99"},{"v":0,"d":"0.00"},{"v":0,"d":"0.0000%"},"I","KAR, RAT",90219090]
[1697,"XB13.1.5","X03491","P93815","Činidlo tekuté embolizačné PHIL","rôzne koncentrácie","MCV","FR","ks",{"v":0.1,"d":"10.00%"},{"v":1492.72,"d":"1,492.72"},{"v":1492.72,"d":"1,492.72"},{"v":0,"d":"0.00"},{"v":0,"d":"0.0000%"},"I","KAR, RAT",90219090]
[1698,"XB13.1.5","X02907","P75655","Systém embolizačný tekutý Onyx 18",null,"EV3","US","ks",{"v":0.1,"d":"10.00%"},{"v":1541.81,"d":"1,541.81"},{"v":1541.81,"d":"1,541.81"},{"v":0,"d":"0.00"},{"v":0,"d":"0.0000%"},"I","KAR, RAT",90219090]
[1699,"XB13.1.5","X03783","P94409","Nellix polymér",null,"ENG","NL","ks",{"v":0.1,"d":"10.00%"},{"v":1573,"d":"1,573.00"},{"v":1573,"d":"1,573.00"},{"v":0,"d":"0.00"},{"v":0,"d":"0.0000%"},"I","KAR, RAT",90219090]
[1700,"XB13.1.5","X02940","P82514","Systém embolizačný tekutý Onyx 20",null,"EV3","US","ks",{"v":0.1,"d":"10.00%"},{"v":1680.57,"d":"1,680.57"},{"v":1680.57,"d":"1,680.57"},{"v":0,"d":"0.00"},{"v":0,"d":"0.0000%"},"I","KAR, RAT",90219090]
[1701,"XB13.1.5","X03044","P82515","Systém embolizačný tekutý Onyx 34",null,"EV3","US","ks",{"v":0.1,"d":"10.00%"},{"v":1724.3,"d":"1,724.30"},{"v":1724.3,"d":"1,724.30"},{"v":0,"d":"0.00"},{"v":0,"d":"0.0000%"},"I","KAR, RAT",90219090]
[1702,{"$nulls":3},"XB13.1.6 Embolizačné prostriedky pre perkutánne rádiologické intervencie - oklúder",{"$nulls":10},{"v":2335.41,"d":"2,335.410000"},"ks"]
[1703,"XB13.1.6","X00841","P86964","Oklúder ciev Amplatzer","špeciálny vaskulárny oklúder určený na uzavretie periférnych ciev, AV fistúl, malformácií, veľkosti 3-22mm","ABT","US","ks",{"v":0.1,"d":"10.00%"},854.08,854.08,{"v":0,"d":"0.00"},{"v":0,"d":"0.0000%"},"I","KAR, RAT",90219090]
[1704,"XB13.1.6","X04827","P60987","Stentgraft a zavádzací systém endoluminálneho oklúdera Talent","na liečbu aortálnej aneurizmy; rôzne modely","MDC","US","ks",{"v":0.1,"d":"10.00%"},{"v":1272.1,"d":"1,272.10"},{"v":1272.1,"d":"1,272.10"},{"v":0,"d":"0.00"},{"v":0,"d":"0.0000%"},"I","KAR, RAT",90219090]
[1705,"XB13.1.6","X05289","P2690A","Uzáver embolizačný IMPEDE / IMPEDE-FX / IMPEDE-FX RapidFill","rôzne typy a veľkosti","SJA","US","ks",{"v":0.1,"d":"10.00%"},{"v":1300.75,"d":"1,300.75"},{"v":1300.75,"d":"1,300.75"},{"v":0,"d":"0.00"},{"v":0,"d":"0.0000%"},"I","KAR, RAT",90219090]
[1706,"XB13.1.6","X03575","P94480","Systém mikrovaskulárny pripájací MVP","na oklúziu ciev rôzne typy","RER","US","ks",{"v":0.1,"d":"10.00%"},{"v":2335.3,"d":"2,335.30"},{"v":2335.3,"d":"2,335.30"},{"v":0,"d":"0.00"},{"v":0,"d":"0.0000%"},"I","KAR, RAT",90219090]
[1707,"XB13.1.6","X00842","P86964","Oklúder ciev Amplatzer","špeciálny vaskulárny oklúder určený na uzavretie periférnych ciev, AV fistúl, AV malformácií a traumatických krvácaní s vysokým prietokom, veľkosti 2,8-8,4mm","ABT","US","ks",{"v":0.1,"d":"10.00%"},{"v":2335.41,"d":"2,335.41"},{"v":2335.41,"d":"2,335.41"},{"v":0,"d":"0.00"},{"v":0,"d":"0.0000%"},"I","KAR, RAT",90219090]
[1708,{"$nulls":3},"XB13.2 Ochrana pred embolizáciou pri perkutánnych rádiologických intervenciách"]
[1709,{"$nulls":3},"XB13.2.1 Ochrana pred embolizáciou pri perkutánnych rádiologických intervenciách - emboloprotekcia (EPD – embolic protection device) periférna",{"$nulls":10},{"v":1841,"d":"1,841.000000"},"ks"]
[1710,"XB13.2.1","X02909","P75657","Systém embolický protektívny Spider Fx",null,"EV3","US","ks",{"v":0.2,"d":"20.00%"},{"v":1841,"d":"1,841.00"},{"v":1841,"d":"1,841.00"},{"v":0,"d":"0.00"},{"v":0,"d":"0.0000%"},"I","KAR, RAT",90189084]
[1711,{"$nulls":3},"XB13.2.2 Ochrana pred embolizáciou pri perkutánnych rádiologických intervenciách - emboloprotekcia (EPD – embolic protection device) karotická",{"$nulls":10},{"v":1899.48,"d":"1,899.480000"},"ks"]
[1712,"XB13.2.2","X04329","P96896","Systém karotického postdilatačného balónika Paladin","s integrovanou ochranou proti embólii","CNG-US","US","ks",{"v":0.2,"d":"20.00%"},{"v":1300.2,"d":"1,300.20"},{"v":1300.2,"d":"1,300.20"},{"v":0,"d":"0.00"},{"v":0,"d":"0.0000%"},"I","KAR, RAT",90189010]
[1713,"XB13.2.2","X02829","P69441","Emboloprotekčný systém RX ACCUNET","fixovaný na vodiči","ABT","US","ks",{"v":0.2,"d":"20.00%"},{"v":1412.4,"d":"1,412.40"},{"v":1412.4,"d":"1,412.40"},{"v":0,"d":"0.00"},{"v":0,"d":"0.0000%"},"I","KAR, RAT",90189084]
[1714,"XB13.2.2","X05064","P99316","Systém protiembolickej ochrany Empro","EP4514C-190 / EP6514C-190","MCV","FR","ks",{"v":0.2,"d":"20.00%"},{"v":1418.99,"d":"1,418.99"},{"v":1418.99,"d":"1,418.99"},{"v":0,"d":"0.00"},{"v":0,"d":"0.0000%"},"I","KAR, RAT",90189084]
[1715,"XB13.2.2","X02892","P72010","Filter emboloprotekčný FilterWire EZ.","zachytávanie krvných zrazenín","BSC","US","ks",{"v":0.2,"d":"20.00%"},{"v":1434,"d":"1,434.00"},{"v":1434,"d":"1,434.00"},{"v":0,"d":"0.00"},{"v":0,"d":"0.0000%"},"I","KAR, RAT",90183900]
[1716,"XB13.2.2","X02843","P83191","Emboloprotekčný systém EMBOSHIELD NAV6","s pohyblivým filtrom","ABT","US","ks",{"v":0.2,"d":"20.00%"},{"v":1549.02,"d":"1,549.02"},{"v":1549.02,"d":"1,549.02"},{"v":0,"d":"0.00"},{"v":0,"d":"0.0000%"},"I","KAR, RAT",90189084]
[1717,"XB13.2.2","X02830","P71484","Mo.Ma emboloprotekcia (cerebrálna ochrana)","karotická, rôzne modely (Ultra, Mono) a veľkosti","INA","IT","ks",{"v":0.2,"d":"20.00%"},{"v":1861.2,"d":"1,861.20"},{"v":1861.2,"d":"1,861.20"},{"v":0,"d":"0.00"},{"v":0,"d":"0.0000%"},"I","KAR, RAT",90189084]
[1718,{"$nulls":3},"XB13.2.3 Ochrana pred embolizáciou pri perkutánnych rádiologických intervenciách - aortálna emboloprotekcia",{"$nulls":10},{"v":2400,"d":"2,400.000000"},"ks"]
[1719,"XB13.2.3","X02994","P90670,P0214A","Systém cerebrálnej ochrany Sentinel","rôzne typy","BSC","US","ks",{"v":0.2,"d":"20.00%"},{"v":2249.99,"d":"2,249.99"},{"v":2249.99,"d":"2,249.99"},{"v":0,"d":"0.00"},{"v":0,"d":"0.0000%"},"I","KAR, RAT",90189084]
[1720,"XB13.2.3","X03013","P91929","Capturex® - katéter endovaskulárny","s filtrom","STU","SW","ks",{"v":0.2,"d":"20.00%"},{"v":2400,"d":"2,400.00"},{"v":2400,"d":"2,400.00"},{"v":0,"d":"0.00"},{"v":0,"d":"0.0000%"},"I","KAR, RAT",90189084]
[1721,{"$nulls":3},"XB13.2.4 Ochrana pred embolizáciou pri perkutánnych rádiologických intervenciách - permanentné kaválne filtre",{"$nulls":10},{"v":1398.76,"d":"1,398.760000"},"ks"]
[1722,"XB13.2.4","X02925","P80065","Filtre kaválne ALN permanentné/vyberatelné s háčikom/bez háčiku","rozné zposoby implantácie","ALJ","FR","ks",{"v":0.1,"d":"10.00%"},817.21,817.21,{"v":0,"d":"0.00"},{"v":0,"d":"0.0000%"},"I","KAR, RAT",90219090]
[1723,"XB13.2.4","X02824","P59661","Kaválny filter Trapease","Permanentný kaválny filter v dvoch dĺžkach katétru 90 a 55 cm.","CDS","IE","ks",{"v":0.1,"d":"10.00%"},{"v":1298,"d":"1,298.00"},{"v":1298,"d":"1,298.00"},{"v":0,"d":"0.00"},{"v":0,"d":"0.0000%"},"I","KAR, RAT",90183900]
[1724,"XB13.2.4","X03338","P72716","Venakaválne filtre Celect","femorálny alebo jugulárny prístup","COK","DK","ks",{"v":0.1,"d":"10.00%"},{"v":1398.76,"d":"1,398.76"},{"v":1398.76,"d":"1,398.76"},{"v":0,"d":"0.00"},{"v":0,"d":"0.0000%"},"I","KAR, RAT",90219090]
[1725,{"$nulls":3},"XB13.2.5 Ochrana pred embolizáciou pri perkutánnych rádiologických intervenciách - dočasné kaválne filtre",{"$nulls":10},{"v":1416,"d":"1,416.000000"},"ks"]
[1726,"XB13.2.5","X03169","P91925","Filter kaválny DENALI","femorálny systém, jugulárny/subklaviálny systém, extrakčná sľučka systém Snare","BAR","US","ks",{"v":0.1,"d":"10.00%"},{"v":1171.91,"d":"1,171.91"},{"v":1171.91,"d":"1,171.91"},{"v":0,"d":"0.00"},{"v":0,"d":"0.0000%"},"I","KAR, RAT",90213990]
[1727,"XB13.2.5","X02826","P65704","Kaválny filter OptEase RVC","Dočasný kaválny filter v dvoch dĺžkach katétru 90 a 55 cm.","CDS","IE","ks",{"v":0.2,"d":"20.00%"},{"v":1416,"d":"1,416.00"},{"v":1416,"d":"1,416.00"},{"v":0,"d":"0.00"},{"v":0,"d":"0.0000%"},"I","KAR, RAT",90183900]
[1728,{"$nulls":3},"XB13.2.6 Ochrana pred embolizáciou pri perkutánnych rádiologických intervenciách - extrakčný set pre kaválne filtre",{"$nulls":10},{"v":1251.36,"d":"1,251.360000"},"ks"]
[1729,"XB13.2.6","X02827","P65705","OptEase Retr. Cath 10FR 80cm","10F, dĺžka 80cm","CDS","US","ks",{"v":0.2,"d":"20.00%"},199.16,199.16,{"v":0,"d":"0.00"},{"v":0,"d":"0.0000%"},"I","KAR, RAT",90183900]
[1730,"XB13.2.6","X02926","P80072","Extraktor kaválných filtrov ALN","rozne tvary","ALJ","FR","ks",{"v":0.2,"d":"20.00%"},{"v":1251.36,"d":"1,251.36"},{"v":1251.36,"d":"1,251.36"},{"v":0,"d":"0.00"},{"v":0,"d":"0.0000%"},"I","KAR, RAT",90183900]
[1731,{"$nulls":3},"XB14 Prostriedky pre intenzívnu kardiológiu, invazívnu a intervenčnú kardiológiu a rádiológiu, elektrofyziológiu, kardiochirurgiu"]
[1732,{"$nulls":3},"XB14.1.1 Cievne shunty","koronárne",{"$nulls":9},{"v":110.88,"d":"110.880000"},"ks"]
[1733,"XB14.1.1","X00910","P70930","CLEARVIEW INTRACOR. SHUNT, Clearview Blower Mister, Quickflow DPS","Intrakoronárny bočník","MDC","US","ks",{"v":0.2,"d":"20.00%"},63.36,63.36,{"v":0,"d":"0.00"},{"v":0,"d":"0.0000%"},"I","KCH",90189084]
[1734,{"$nulls":3},"XB14.1.2 Cievne shunty","karotické",{"$nulls":9},{"v":83,"d":"83.000000"},"ks"]
[1735,"XB14.1.2","X01663","P70087","Cievne shunty Edwards","Karotické shunty bezbalónové rovné zúžené","EDW","US","ks",{"v":0.2,"d":"20.00%"},76.15,76.15,{"v":0,"d":"0.00"},{"v":0,"d":"0.0000%"},"I","CCH, KCH",90183900]
[1736,"XB14.1.2","X01666","P74819","Karotický shunt Bard Brener","\"T\" Design, v rôznych priemeroch a dĺžkach - viď. Prospekt","BAR","US","ks",{"v":0.2,"d":"20.00%"},{"v":83,"d":"83.00"},{"v":83,"d":"83.00"},{"v":0,"d":"0.00"},{"v":0,"d":"0.0000%"},"I","CCH, KCH",90189084]
[1737,{"$nulls":3},"XB14.1.3 Cievne shunty","pre aortálnu chirurgiu",{"$nulls":9},{"v":189,"d":"189.000000"},"ks"]
[1738,"XB14.1.3","X02274","P70087","Cievne shunty karotické silikonové s balónom Vascucshunt Edwards","Karotické shunty silikonové s balónom, dlžka 30 cm, 9F a 11F","EDW","US","ks",{"v":0.2,"d":"20.00%"},180.02,180.02,{"v":0,"d":"0.00"},{"v":0,"d":"0.0000%"},"I","CCH, KCH",90183900]
[1739,{"$nulls":3},"XB14.2 Špeciálny materiál pre miniinvazívne výkony a výkony na bijúcom srdci",{"$nulls":10},{"v":2173.27,"d":"2,173.270000"},"ks"]
[1740,"XB14.2","X03690","P94787","Stabilizátory a polohovače srdca k ramenu Hercules","Atlas, Titan, StableSoft II, Assistant with Stablesoft, Suture Holder","TCJ","US","ks",{"v":0.2,"d":"20.00%"},612.36,612.36,{"v":0,"d":"0.00"},{"v":0,"d":"0.0000%"},"I","KCH",90189084]
[1741,"XB14.2","X04344","P97659","Systém FLEXHeart s príslušenstvom","na upokojenie povrchu srdca pri vytváraní bypasu","AES","DE","set",{"v":0.2,"d":"20.00%"},{"v":730,"d":"730.00"},{"v":730,"d":"730.00"},{"v":0,"d":"0.00"},{"v":0,"d":"0.0000%"},"I","KCH",90189084]
[1742,"XB14.2","X04820","P99503","Polohovač srdca Starfish Evo","HP3000","MDC","US","ks",{"v":0.2,"d":"20.00%"},{"v":731,"d":"731.00"},{"v":731,"d":"731.00"},{"v":0,"d":"0.00"},{"v":0,"d":"0.0000%"},"I","KCH",90189084]
[1743,"XB14.2","X00917","P81474,P81470","ACROBAT SUV, XPOSE 4","vákuový stabilizačný systém, vákuový polohovač","MQT","US","ks",{"v":0.2,"d":"20.00%"},{"v":800,"d":"800.00"},{"v":800,"d":"800.00"},{"v":0,"d":"0.00"},{"v":0,"d":"0.0000%"},"I","KCH",90183900]
[1744,"XB14.2","X00918","P70929","Octopus","Tkanivový stabilizátor, rôzne modely","MDC","US","ks",{"v":0.2,"d":"20.00%"},{"v":861,"d":"861.00"},{"v":861,"d":"861.00"},{"v":0,"d":"0.00"},{"v":0,"d":"0.0000%"},"I","KCH",90189084]
[1745,"XB14.2","X00919","P70929","Starfisch","Polohovač srdca","MDC","US","ks",{"v":0.2,"d":"20.00%"},{"v":861,"d":"861.00"},{"v":861,"d":"861.00"},{"v":0,"d":"0.00"},{"v":0,"d":"0.0000%"},"I","KCH",90189084]
[1746,"XB14.2","X01107","P89334,P89335","ACROBAT-i","vákuový stabilizačný systém","MQT","US","ks",{"v":0.2,"d":"20.00%"},{"v":1188,"d":"1,188.00"},{"v":1188,"d":"1,188.00"},{"v":0,"d":"0.00"},{"v":0,"d":"0.0000%"},"I","KCH",90183900]
[1747,"XB14.2","X03165","P92790","Endoskopická svorka AtriClip","príslušenstvo k systému AtriCure","ATI","US","ks",{"v":0.1,"d":"10.00%"},{"v":2173.27,"d":"2,173.27"},{"v":2173.27,"d":"2,173.27"},{"v":0,"d":"0.00"},{"v":0,"d":"0.0000%"},"I","KCH",90219090]
[1748,{"$nulls":3},"XB14.3 Katéter elektrofyziologický bipolárny",{"$nulls":10},{"v":416.67,"d":"416.670000"},"ks"]
[1749,"XB14.3","X00921","P39818","Pacel","elektrofyziologický katéter bipolárny na dočasnú stimuláciu v komore alebo pravej predsieni, 4-7F, rôzne krivky","SJM","US","ks",{"v":0.2,"d":"20.00%"},71.28,71.28,{"v":0,"d":"0.00"},{"v":0,"d":"0.0000%"},"I","KAR, RAT",90183900]
[1750,"XB14.3","X00929","P70996","Katéter elektrofyziologický bipolárny Eledyn","F4, F5, F6","BME","DE","ks",{"v":0.2,"d":"20.00%"},{"v":140.4,"d":"140.40"},{"v":140.4,"d":"140.40"},{"v":0,"d":"0.00"},{"v":0,"d":"0.0000%"},"I","KAR, RAT",90189084]
[1751,"XB14.3","X00922","P39818","Pacel Flow Directed","elektrofyziologický katéter bipolárny na dočasnú stimuláciu v komore alebo predsieni, 4-7F, rôzne krivky","SJM","US","ks",{"v":0.2,"d":"20.00%"},{"v":171.6,"d":"171.60"},{"v":171.6,"d":"171.60"},{"v":0,"d":"0.00"},{"v":0,"d":"0.0000%"},"I","KAR, RAT",90183900]
[1752,"XB14.3","X03188","P41332","Katéter elektrofyziologický bipolárny TUA/TB","na dočasnú stimuláciu  v komore alebo predsieni","DRK","DE","ks",{"v":0.2,"d":"20.00%"},{"v":184.8,"d":"184.80"},{"v":184.8,"d":"184.80"},{"v":0,"d":"0.00"},{"v":0,"d":"0.0000%"},"I","KAR, RAT",90189084]
[1753,"XB14.3","X04983","P0395A","Katéter stimulačný bipolárny","na dočasnú stimuláciu srdca; rôzne typy","BOE","SG","ks",{"v":0.2,"d":"20.00%"},{"v":198,"d":"198.00"},{"v":198,"d":"198.00"},{"v":0,"d":"0.00"},{"v":0,"d":"0.0000%"},"I","KAR, RAT",90183900]
[1754,"XB14.3","X01110","P87989,P87990,P87992","Katéter elektrofyziologický  bip. NBIH bez/so Soft tip, Goetz bez/so Soft Tip, Semi-Floating","na dočasnú stimuláciu  v komore alebo predsieni,  rôzne veľkosti, dĺžky, prevedenia","BARUS02","USA","ks",{"v":0.2,"d":"20.00%"},{"v":199,"d":"199.00"},{"v":199,"d":"199.00"},{"v":0,"d":"0.00"},{"v":0,"d":"0.0000%"},"I","KAR, RAT",90183900]
[1755,"XB14.3","X01775","P89901","Katéter elektrofyziologický Map-iT diagnostický mapovací bipolárny","rôzne veľkosti","AEP-US","US","ks",{"v":0.2,"d":"20.00%"},216.22,216.22,{"v":0,"d":"0.00"},{"v":0,"d":"0.0000%"},"I","KAR, RAT",90183900]
[1756,"XB14.3","X04066","P96078","Katéter diagnostický Viking / Viking Soft Tip","s pevným zakrivením, rôzne typy a rozmery","BSC","US","ks",{"v":0.2,"d":"20.00%"},250.01,250.01,{"v":0,"d":"0.00"},{"v":0,"d":"0.0000%"},"I","KAR, RAT",90183900]
[1757,"XB14.3","X00931","P41422,P41424,P88893","Esoflex S, Esosoft S, Esokid S","Sterilné silikónové katétre v 1 bal. 1 ks, neresterilizovateľné, dĺžka približne 80 cm","FIA-IT01","IT","ks",{"v":0.2,"d":"20.00%"},416.66,416.66,{"v":0,"d":"0.00"},{"v":0,"d":"0.0000%"},"I","KAR, RAT",90183900]
[1758,"XB14.3","X00926","P38892,P39046","Katétre el.fyziolog. Orthogonal pre navigačný systém CARTO","diagnostické, špec.indikácie","BIOSENSE","US","ks",{"v":0.2,"d":"20.00%"},416.67,416.67,{"v":0,"d":"0.00"},{"v":0,"d":"0.0000%"},"I","KAR, RAT",90183900]
[1759,{"$nulls":3},"XB14.4 Katéter elektrofyziologický 4 - 8 polárny",{"$nulls":10},{"v":1340.25,"d":"1,340.250000"},"ks"]
[1760,"XB14.4","X03925","P39816,P39817","Supreme, Response","kvadrupolárny, hexapolárny, rôzne krivky a rozmery","SJM","US","ks",{"v":0.2,"d":"20.00%"},{"v":380,"d":"380.00"},{"v":380,"d":"380.00"},{"v":0,"d":"0.00"},{"v":0,"d":"0.0000%"},"I","KAR, RAT",90183900]
[1761,"XB14.4","X02364","P92022","Katéter diagnostický FINDER PURE",null,"DRK-DE","DE","ks",{"v":0.2,"d":"20.00%"},{"v":396,"d":"396.00"},{"v":396,"d":"396.00"},{"v":0,"d":"0.00"},{"v":0,"d":"0.0000%"},"I","KAR, RAT",90189084]
[1762,"XB14.4","X00938","P78213","Torqr","Quadripolárny intrakardiálny elektródový katéter (všetky typy)","MDC","US","ks",{"v":0.2,"d":"20.00%"},{"v":420,"d":"420.00"},{"v":420,"d":"420.00"},{"v":0,"d":"0.00"},{"v":0,"d":"0.0000%"},"I","KAR, RAT",90183900]
[1763,"XB14.4","X03923","P39816","Response","kvadrupolárny s koncovkou, rôzne krivky a rozmery","SJM","US","ks",{"v":0.2,"d":"20.00%"},{"v":440,"d":"440.00"},{"v":440,"d":"440.00"},{"v":0,"d":"0.00"},{"v":0,"d":"0.0000%"},"I","KAR, RAT",90183900]
[1764,"XB14.4","X00941","P37014,P37015","Multicath 2, Multicath 4, Multicath 6, ViaCath4, ViaCath 8","Elektrofyziologický katéter","VMI-DE","DE","ks",{"v":0.1,"d":"10.00%"},451.22,451.22,{"v":0,"d":"0.00"},{"v":0,"d":"0.0000%"},"I","KAR, RAT",90215000]
[1765,"XB14.4","X03924","P39816","Response","hexapolárny, rôzne krivky a rozmery","SJM","US","ks",{"v":0.2,"d":"20.00%"},{"v":528,"d":"528.00"},{"v":528,"d":"528.00"},{"v":0,"d":"0.00"},{"v":0,"d":"0.0000%"},"I","KAR, RAT",90183900]
[1766,"XB14.4","X01776","P89901","Katéter elektrofyziologický Map-iT diagnostický mapovací 4-8 polárny","rôzne veľkosti","AEP-US","US","ks",{"v":0.2,"d":"20.00%"},555.98,555.98,{"v":0,"d":"0.00"},{"v":0,"d":"0.0000%"},"I","KAR, RAT",90183900]
[1767,"XB14.4","X00933","P39817,P39816","Katéter elektrofyziologický 4-8 polárny s fixnou krivkou St. Jude Medical","Supreme:4, 5, 6 F, kvadruplárne, hexapolárne, JSN, DAO, CRD, CRD-1, CRD-2, DAO-1, JSN-1 Response: 5, 6 F, kvadruplárne, hexapolárne, oktapolárne, JSN, DAO, CRD, CSL, CRD-1, JSN-1","SJM","US","ks",{"v":0.2,"d":"20.00%"},{"v":641.4,"d":"641.40"},{"v":641.4,"d":"641.40"},{"v":0,"d":"0.00"},{"v":0,"d":"0.0000%"},"I","KAR, RAT",90183900]
[1768,"XB14.4","X00937","P71131","Katéter elektrofyziologický 4-8 polárny s fixnou krivkou St. Jude Medical","Inquiry:4, 5, 6 F, kvadruplárne, hexapolárne, oktapolárne, J, D, C, C(HIS)","IBI","US","ks",{"v":0.2,"d":"20.00%"},670.12,670.12,{"v":0,"d":"0.00"},{"v":0,"d":"0.0000%"},"I","KAR, RAT",90183900]
[1769,"XB14.4","X04067","P96078","Katéter diagnostický Viking / Viking Soft Tip","s pevným zakrivením, rôzne typy a rozmery","BSC","US","ks",{"v":0.2,"d":"20.00%"},720.01,720.01,{"v":0,"d":"0.00"},{"v":0,"d":"0.0000%"},"I","KAR, RAT",90183900]
[1770,"XB14.4","X00939","P78213","Marinr SC, MC&MCXL","Quadripolárny ovládateľný intrakardiálny elektródový katéter (všetky typy)","MDC","US","ks",{"v":0.2,"d":"20.00%"},855.36,855.36,{"v":0,"d":"0.00"},{"v":0,"d":"0.0000%"},"I","KAR, RAT",90183900]
[1771,"XB14.4","X00934","P39815","Katéter elektrofyziologický 4-8 polárny, ovládateľný St. Jude Medical","Livewire: 5, 6, 7 F, kvadrupolárne, hexapolárne, oktapolárne, Med Sweep CDR-2, Med Sweep, Extra Lrg Curl, Med Curl, Lrg Sweep, Sml Sweep","SJM","US","ks",{"v":0.2,"d":"20.00%"},871.41,871.41,{"v":0,"d":"0.00"},{"v":0,"d":"0.0000%"},"I","KAR, RAT",90183900]
[1772,"XB14.4","X00940","P38891,P38892,P39046,P39061","Katétre el.fyziolog. - Parahisian®, Ismus®, Webster","diagnostické, špec.indikácie, pre navigačný systém CARTO","BIOSENSE","US","ks",{"v":0.2,"d":"20.00%"},{"v":1082.78,"d":"1,082.78"},{"v":1082.78,"d":"1,082.78"},{"v":0,"d":"0.00"},{"v":0,"d":"0.0000%"},"I","KAR, RAT",90183900]
[1773,"XB14.4","X04061","P96074","Katéter diagnostický Dynamic Tip / Dynamic XT","jednosmerne ovládateľný, rôzne typy a rozmery","BSC","US","ks",{"v":0.2,"d":"20.00%"},{"v":1149.06,"d":"1,149.06"},{"v":1149.06,"d":"1,149.06"},{"v":0,"d":"0.00"},{"v":0,"d":"0.0000%"},"I","KAR, RAT",90183900]
[1774,"XB14.4","X00936","P71128","Katéter elektrofyziologický 4-8 polárny, ovládateľný St. Jude Medical","Inquiry:4, 5, 6 F, kvadrupolárne, pentapolárne, oktapolárne, M, L, X-L, L1 .","IBI","US","ks",{"v":0.2,"d":"20.00%"},{"v":1340.25,"d":"1,340.25"},{"v":1340.25,"d":"1,340.25"},{"v":0,"d":"0.00"},{"v":0,"d":"0.0000%"},"I","KAR, RAT",90183900]
[1775,{"$nulls":3},"XB14.5 Katéter elektrofyziologický dekapolárny a viacpolárny",{"$nulls":10},{"v":3146.34,"d":"3,146.340000"},"ks"]
[1776,"XB14.5","X00947","P78213","Torqr CS","Dekapolárny intrakardiálny elektródový katéter (všetky typy)","MDC","US","ks",{"v":0.2,"d":"20.00%"},517.44,517.44,{"v":0,"d":"0.00"},{"v":0,"d":"0.0000%"},"I","KAR, RAT",90183900]
[1777,"XB14.5","X00944","P39817,P39816","Katéter elektrofyziologický dekapolárny a viac polárny s fixnou krivkou St. Jude Medical","Supreme: 4, 5, 6 F, dekapolárne, duo-dekapolárne CRD, CSL.Response:6 F dekapolárne, CRD, CSL","SJM","US","ks",{"v":0.2,"d":"20.00%"},{"v":641.4,"d":"641.40"},{"v":641.4,"d":"641.40"},{"v":0,"d":"0.00"},{"v":0,"d":"0.0000%"},"I","KAR, RAT",90183900]
[1778,"XB14.5","X00945","P71131","Katéter elektrofyziologický dekapolárny a viac polárny s fixnou krivkou St. Jude Medical","Inquiry:5 F, 6F, dekapolárne, SC,","IBI","US","ks",{"v":0.2,"d":"20.00%"},641.52,641.52,{"v":0,"d":"0.00"},{"v":0,"d":"0.0000%"},"I","KAR, RAT",90183900]
[1779,"XB14.5","X00951","P37014,P37015","Multicath 10, ViaCath10, ViaCath 20","Elektrofyziologický katéter","VMI-DE","DE","ks",{"v":0.2,"d":"20.00%"},{"v":673.2,"d":"673.20"},{"v":673.2,"d":"673.20"},{"v":0,"d":"0.00"},{"v":0,"d":"0.0000%"},"I","KAR, RAT",90215000]
[1780,"XB14.5","X04068","P96078","Katéter diagnostický Viking / Viking Soft Tip","s pevným zakrivením, rôzne typy a rozmery","BSC","US","ks",{"v":0.2,"d":"20.00%"},720.01,720.01,{"v":0,"d":"0.00"},{"v":0,"d":"0.0000%"},"I","KAR, RAT",90183900]
[1781,"XB14.5","X00949","P78213","Marinr CS","Dekapolárny ovládateľný intrakardiálny elektródový katéter (všetky typy)","MDC","US","ks",{"v":0.2,"d":"20.00%"},855.36,855.36,{"v":0,"d":"0.00"},{"v":0,"d":"0.0000%"},"I","KAR, RAT",90183900]
[1782,"XB14.5","X01777","P89901","Katéter elektrofyziologický Map-iT diagnostický mapovací dekapolárny  a viacpolárny","rôzne veľkosti","AEP-US","US","ks",{"v":0.2,"d":"20.00%"},{"v":1244.52,"d":"1,244.52"},{"v":1244.52,"d":"1,244.52"},{"v":0,"d":"0.00"},{"v":0,"d":"0.0000%"},"I","KAR, RAT",90183900]
[1783,"XB14.5","X03563","P94235","DESTINO zavádzací set k elektrofyziologickým výkonom","rôzne typy a rozmery","OSI","US","ks",{"v":0.2,"d":"20.00%"},{"v":1267.2,"d":"1,267.20"},{"v":1267.2,"d":"1,267.20"},{"v":0,"d":"0.00"},{"v":0,"d":"0.0000%"},"I","KAR, RAT",90219090]
[1784,"XB14.5","X01111","P87984,P87986","Dynamic XT, Radia XT","6F, 110cm, s príslušenstvom","BARUS02","US","ks",{"v":0.2,"d":"20.00%"},{"v":1349,"d":"1,349.00"},{"v":1349,"d":"1,349.00"},{"v":0,"d":"0.00"},{"v":0,"d":"0.0000%"},"I","KAR, RAT",90183900]
[1785,"XB14.5","X00948","P78213","Stablemapr SM","Duodekapolárny ovládateľný intrakardiálny elektródový katéter (všetky typy)","MDC","US","ks",{"v":0.2,"d":"20.00%"},{"v":1432.86,"d":"1,432.86"},{"v":1432.86,"d":"1,432.86"},{"v":0,"d":"0.00"},{"v":0,"d":"0.0000%"},"I","KAR, RAT",90183900]
[1786,"XB14.5","X04062","P96074,P83216","Katéter diagnostický Dynamic Tip / Dynamic XT. Katéter diagnostický Polaris Dx / X.","Jednosmerne ovládateľný, rôzne typy a rozmery. Rôzne typy.","BSC","US","ks",{"v":0.2,"d":"20.00%"},{"v":1587,"d":"1,587.00"},{"v":1587,"d":"1,587.00"},{"v":0,"d":"0.00"},{"v":0,"d":"0.0000%"},"I","KAR, RAT",90183900]
[1787,"XB14.5","X00946","P71128","Katéter elektrofyziologický dekapolárny a viac polárny ovládateľný St. Jude Medical","Inquiry:Ovládateľné diagnostické katétre 4, 5 6 a 7 F , 10, 20, 21 a 24 polárne, M, L, X-L, H, HL, XXL, SL.","IBI","US","ks",{"v":0.2,"d":"20.00%"},{"v":1610.4,"d":"1,610.40"},{"v":1610.4,"d":"1,610.40"},{"v":0,"d":"0.00"},{"v":0,"d":"0.0000%"},"I","KAR, RAT",90183900]
[1788,"XB14.5","X00943","P39815","Livewire","katéter diagnostický, ovládateľný, 5-7F, rôzne krivky","SJM","US","ks",{"v":0.2,"d":"20.00%"},{"v":1610.4,"d":"1,610.40"},{"v":1610.4,"d":"1,610.40"},{"v":0,"d":"0.00"},{"v":0,"d":"0.0000%"},"I","KAR, RAT",90183900]
[1789,"XB14.5","X04063","P96075,P71120","Katéter diagnostický Radia. Katéter diagnostický Blazer DX-20.","Obojsmerne ovládateľný, rôzne typy. Elektrofyziologický, rôzne typy.","BSC","US","ks",{"v":0.2,"d":"20.00%"},{"v":1790,"d":"1,790.00"},{"v":1790,"d":"1,790.00"},{"v":0,"d":"0.00"},{"v":0,"d":"0.0000%"},"I","KAR, RAT",90183900]
[1790,"XB14.5","X04778","P95779","Katéter mapovací Advisor HD/ Advisor VL","so senzorom, rôzne typy","ABT","US","ks",{"v":0.2,"d":"20.00%"},{"v":2244,"d":"2,244.00"},{"v":2244,"d":"2,244.00"},{"v":0,"d":"0.00"},{"v":0,"d":"0.0000%"},"I","KAR, RAT",90183900]
[1791,"XB14.5","X00942","P77027","Katéter elektrofyziologický multipolárny St. Jude Medical","EnSite Array:balónikový elektrofyziologický katéter s poľom 64 elektród.","SJM","US","ks",{"v":0.2,"d":"20.00%"},{"v":2762.54,"d":"2,762.54"},{"v":2762.54,"d":"2,762.54"},{"v":0,"d":"0.00"},{"v":0,"d":"0.0000%"},"I","KAR, RAT",90183900]
[1792,"XB14.5","X00950","P38695,P38871,P39046,P39061,P80856,P82996","Katéter elektrofyziologický dekapolárny a viac polárny Ismus, Halo, EZ Steer, Pentaray, C3","Rozné typy a rôzne krivky a dĺžky","BIOSENSE","US","ks",{"v":0.2,"d":"20.00%"},{"v":3146.34,"d":"3,146.34"},{"v":3146.34,"d":"3,146.34"},{"v":0,"d":"0.00"},{"v":0,"d":"0.0000%"},"I","KAR, RAT",90183900]
[1793,"XB14.5","X01710","P64754","Katéter na mapovanie srdca navigačný PentaRay™ NAV","S vysokou hustotou","BIOSENSE","US","ks",{"v":0.2,"d":"20.00%"},{"v":3146.34,"d":"3,146.34"},{"v":3146.34,"d":"3,146.34"},{"v":0,"d":"0.00"},{"v":0,"d":"0.0000%"},"I","KAR, RAT",90183900]
[1794,"XB14.5","X03942","P92517","Katéter na mapovanie srdca navigačný PentaRay™ NAV Eco","s vysokou hustotou mapovania","BWE","US","ks",{"v":0.2,"d":"20.00%"},{"v":3146.34,"d":"3,146.34"},{"v":3146.34,"d":"3,146.34"},{"v":0,"d":"0.00"},{"v":0,"d":"0.0000%"},"I","KAR, RAT",90183190]
[1795,{"$nulls":3},"XB14.6 Katéter elektrofyziologický multipolárny s lumenom pre angiografiu"]
[1796,{"$nulls":3},"XB14.7 Katéter elektrofyziologický slučkový (\"laso\") pre mapovanie pľúcnych žíl",{"$nulls":10},{"v":2740,"d":"2,740.000000"},"ks"]
[1797,"XB14.7","X04396","P96576","Katéter elektrofyziologický mapovací Achieve Advance + kábel","všetky modely","MDT","US","set",{"v":0.2,"d":"20.00%"},{"v":1358.99,"d":"1,358.99"},{"v":1358.99,"d":"1,358.99"},{"v":0,"d":"0.00"},{"v":0,"d":"0.0000%"},"I","KAR, RAT",90183900]
[1798,"XB14.7","X00953","P86729","Achieve Mapping Cath + Kábel Achieve","Mapovací katéter (15mm, 20mm), kábel","MDC","US","ks",{"v":0.2,"d":"20.00%"},{"v":1359.01,"d":"1,359.01"},{"v":1359.01,"d":"1,359.01"},{"v":0,"d":"0.00"},{"v":0,"d":"0.0000%"},"I","KAR, RAT",90183900]
[1799,"XB14.7","X04033","P95779","Advisor FL","cirkulárny mapovací katéter, so senzorom elektromagnetického poľa","ABT","US","ks",{"v":0.2,"d":"20.00%"},{"v":1980,"d":"1,980.00"},{"v":1980,"d":"1,980.00"},{"v":0,"d":"0.00"},{"v":0,"d":"0.0000%"},"I","KAR, RAT",90183900]
[1800,"XB14.7","X00952","P71128","Katéter elektrofyziologický, ovládateľný, sľučkový St. Jude Medical","Inquiry Afocus II: 5, 7 F, 10, 20 polárne  katétre s fixným 15, 20 a 25 mm priemerom .Inquiry Optima:7 F, 10, 20 a 24 polárne sľučkové katétre premenlivým priemerom.","IBI","US","ks",{"v":0.2,"d":"20.00%"},{"v":2324.82,"d":"2,324.82"},{"v":2324.82,"d":"2,324.82"},{"v":0,"d":"0.00"},{"v":0,"d":"0.0000%"},"I","KAR, RAT",90183900]
[1801,"XB14.7","X04158","P96076","Katéter diagnostický mapovací Orbiter PV","s nastavovateľným rozvinutím slučky","BSC","US","ks",{"v":0.2,"d":"20.00%"},{"v":2494.01,"d":"2,494.01"},{"v":2494.01,"d":"2,494.01"},{"v":0,"d":"0.00"},{"v":0,"d":"0.0000%"},"I","KAR, RAT",90183900]
[1802,"XB14.7","X01112","P87983,P87996,P87997,P87998,P88000,P88001,P88002","Katéter elektrofyziologický  Orbiter® PV","mapovací, s nastavovateľným rozvinutím slučky, s príslušenstvom","BARUS02","USA","ks",{"v":0.2,"d":"20.00%"},{"v":2740,"d":"2,740.00"},{"v":2740,"d":"2,740.00"},{"v":0,"d":"0.00"},{"v":0,"d":"0.0000%"},"I","KAR, RAT",90183900]
[1803,"XB14.7","X00954","P57659","Katétre el.fyziolog. Lasso®","mapovacie pre navigačný systém CARTO","BIOSENSE","US","ks",{"v":0.2,"d":"20.00%"},{"v":3437.56,"d":"3,437.56"},{"v":2740,"d":"2,740.00"},697.56,{"v":0.20292300000000002,"d":"20.2923%"},"S","KAR, RAT",90183900]
[1804,{"$nulls":3},"XB14.7.1 KATÉTER MAPOVACÍ, MULTIPOLÁRNY, KOŠÍKOVÝ S VYSOKÝM ROZLÍŠENÍM",{"$nulls":10},{"v":5935,"d":"5,935.000000"}]
[1805,"XB14.7.1","X04159","P96077","Katéter mapovací IntellaMap Orion","košíkový s vysokým rozlíšením, 64 elektródový","BSC","US","ks",{"v":0.2,"d":"20.00%"},{"v":5935,"d":"5,935.00"},{"v":5935,"d":"5,935.00"},{"v":0,"d":"0.00"},{"v":0,"d":"0.0000%"},"I","KAR, RAT",90183900]
[1806,{"$nulls":3},"XB14.8 Katéter ablačný ovládateľný pre rádiofrekvenčnú abláciu",{"$nulls":10},{"v":2406.89,"d":"2,406.890000"},"ks"]
[1807,"XB14.8","X00957","P78212","RF Enhancr ll","Ovládateľný elektródový katéter na intrakardiálnu abláciu (všetky typy)","MDC","US","ks",{"v":0.2,"d":"20.00%"},{"v":1005.84,"d":"1,005.84"},{"v":1005.84,"d":"1,005.84"},{"v":0,"d":"0.00"},{"v":0,"d":"0.0000%"},"I","KAR, RAT",90183900]
[1808,"XB14.8","X01778","P89902","Katéter elektrofyziologický Map-iT ablačný","rôzne veľkosti","AEP-US","US","ks",{"v":0.2,"d":"20.00%"},{"v":1081.08,"d":"1,081.08"},{"v":1081.08,"d":"1,081.08"},{"v":0,"d":"0.00"},{"v":0,"d":"0.0000%"},"I","KAR, RAT",90183900]
[1809,"XB14.8","X00959","P78212","RF Conductr MC","Ovládateľný elektródový katéter na intrakardiálnu abláciu (všetky typy)","MDC","US","ks",{"v":0.2,"d":"20.00%"},{"v":1120.68,"d":"1,120.68"},{"v":1120.68,"d":"1,120.68"},{"v":0,"d":"0.00"},{"v":0,"d":"0.0000%"},"I","KAR, RAT",90183900]
[1810,"XB14.8","X00956","P78212","RF Marinr MC, 5Fr","Ovládateľný elektródový katéter na intrakardiálnu abláciu; všetky typy","MDC","US","ks",{"v":0.2,"d":"20.00%"},{"v":1149.72,"d":"1,149.72"},{"v":1149.72,"d":"1,149.72"},{"v":0,"d":"0.00"},{"v":0,"d":"0.0000%"},"I","KAR, RAT",90183900]
[1811,"XB14.8","X03927","P71130","Therapy","dvojsmerný, kvadrupolárny, rôzne krivky a rozmery; typ BD","IBI","US","ks",{"v":0.2,"d":"20.00%"},{"v":1150,"d":"1,150.00"},{"v":1150,"d":"1,150.00"},{"v":0,"d":"0.00"},{"v":0,"d":"0.0000%"},"I","KAR, RAT",90183900]
[1812,"XB14.8","X03208","P74191","Safire","katéter ablačný dvojsmerný, rôzne krivky","SJM","US","ks",{"v":0.2,"d":"20.00%"},{"v":1271.79,"d":"1,271.79"},{"v":1271.79,"d":"1,271.79"},{"v":0,"d":"0.00"},{"v":0,"d":"0.0000%"},"I","KAR, RAT",90183900]
[1813,"XB14.8","X00955","P71130","Katéter ablačný ovládateľný pre rádiofrekvenčnú abláciu, St. Jude Medical","Therapy:5, 7 F, 4mm, 8 mm, kvadrupolárny, S, M, L, XL, E, F,teplotné senzory (max 2)","IBI","US","ks",{"v":0.2,"d":"20.00%"},{"v":1323.6,"d":"1,323.60"},{"v":1323.6,"d":"1,323.60"},{"v":0,"d":"0.00"},{"v":0,"d":"0.0000%"},"I","KAR, RAT",90183900]
[1814,"XB14.8","X00958","P78212","RF Contactr","Ovládateľný elektródový katéter na intrakardiálnu abláciu (všetky typy)","MDC","US","ks",{"v":0.2,"d":"20.00%"},{"v":1335,"d":"1,335.00"},{"v":1335,"d":"1,335.00"},{"v":0,"d":"0.00"},{"v":0,"d":"0.0000%"},"I","KAR, RAT",90183900]
[1815,"XB14.8","X04010","P71121","Katéter ablačný Blazer - Blazer II, Blazer II HTD, Blazer II XP, Blazer Prime","rôzne typy","BSC","US","ks",{"v":0.2,"d":"20.00%"},{"v":1450.01,"d":"1,450.01"},{"v":1450.01,"d":"1,450.01"},{"v":0,"d":"0.00"},{"v":0,"d":"0.0000%"},"I","KAR, RAT",90183900]
[1816,"XB14.8","X00962","P41384,P41385,P41389,P41390,P73950,P73951,P41388","Katéter ablačný CERABLATE","7F","DRK-DE","DE","ks",{"v":0.2,"d":"20.00%"},{"v":1474.4,"d":"1,474.40"},{"v":1474.4,"d":"1,474.40"},{"v":0,"d":"0.00"},{"v":0,"d":"0.0000%"},"I","KAR, RAT",90183900]
[1817,"XB14.8","X00964","P83411","AlCath Full Circle, AlCath Gold Full Circle","Ablačný katéter","VMI-DE","DE","ks",{"v":0.2,"d":"20.00%"},{"v":1518,"d":"1,518.00"},{"v":1518,"d":"1,518.00"},{"v":0,"d":"0.00"},{"v":0,"d":"0.0000%"},"I","KAR, RAT",90215000]
[1818,"XB14.8","X03768","P92323","EndoHPB",null,"ECS","GB","ks",{"v":0.2,"d":"20.00%"},{"v":1609.08,"d":"1,609.08"},{"v":1609.08,"d":"1,609.08"},{"v":0,"d":"0.00"},{"v":0,"d":"0.0000%"},"I","KAR, RAT",90219090]
[1819,"XB14.8","X03769","P92358","Vescoag",null,"ECS","GB","ks",{"v":0.2,"d":"20.00%"},{"v":1609.08,"d":"1,609.08"},{"v":1609.08,"d":"1,609.08"},{"v":0,"d":"0.00"},{"v":0,"d":"0.0000%"},"I","KAR, RAT",90183900]
[1820,"XB14.8","X00963","P39059,P39060,P60967,P80856,P57660,P91504","Katétre el.fyziolog. NaviStar®, Celsius®","ablačné - pre navigačný systém CARTO","BIOSENSE","US","ks",{"v":0.2,"d":"20.00%"},{"v":2387.88,"d":"2,387.88"},{"v":2387.88,"d":"2,387.88"},{"v":0,"d":"0.00"},{"v":0,"d":"0.0000%"},"I","KAR, RAT",90183900]
[1821,{"$nulls":3},"XB14.9 Katéter ablačný pre rádiofrekvenčnú abláciu s preplachovým chladením",{"$nulls":10},{"v":2295.99,"d":"2,295.990000"},"ks"]
[1822,"XB14.9","X00968","P78212","RF Sprinklr","Ovládateľný katéter s preplachovaným hrotom na intrakardiálnu abláciu (všetky typy)","MDC","US","ks",{"v":0.2,"d":"20.00%"},{"v":1172,"d":"1,172.00"},{"v":1172,"d":"1,172.00"},{"v":0,"d":"0.00"},{"v":0,"d":"0.0000%"},"I","KAR, RAT",90183900]
[1823,"XB14.9","X04450","P95956","Al Cath Force","AlCath Force Red, AlCAth Force Blue, AlCath Force Green, AlCath Force Black, AlCath Force Cyan","XBT-DE","DE","ks",{"v":0.2,"d":"20.00%"},{"v":1518,"d":"1,518.00"},{"v":1518,"d":"1,518.00"},{"v":0,"d":"0.00"},{"v":0,"d":"0.0000%"},"I","KAR, RAT",90215000]
[1824,"XB14.9","X02270","P91575","AlCath Flutter Black LT G, AlCath Flutter Flux Black G eXtra","Ablačný preplachový katéter","VMI-DE","DE","ks",{"v":0.2,"d":"20.00%"},{"v":1742.4,"d":"1,742.40"},{"v":1742.4,"d":"1,742.40"},{"v":0,"d":"0.00"},{"v":0,"d":"0.0000%"},"I","KAR, RAT",90215000]
[1825,"XB14.9","X00970","P83053","AlCath Flux eXtra, AlCath Flux TC G eXtra","Ablačný preplachový katéter","VMI-DE","DE","ks",{"v":0.2,"d":"20.00%"},{"v":1742.4,"d":"1,742.40"},{"v":1742.4,"d":"1,742.40"},{"v":0,"d":"0.00"},{"v":0,"d":"0.0000%"},"I","KAR, RAT",90215000]
[1826,"XB14.9","X03399","P93702","FlexAbility","ablačný katéter s intrakardiálnym chladením","ABT","US","ks",{"v":0.2,"d":"20.00%"},{"v":1833.53,"d":"1,833.53"},{"v":1833.53,"d":"1,833.53"},{"v":0,"d":"0.00"},{"v":0,"d":"0.0000%"},"I","KAR, RAT",90183900]
[1827,"XB14.9","X00966","P71130","Katéter ablačný pre rádiofrekvenčnú abláciu s preplachovým chladením, St. Jude Medical","Therapy Cool Path: 7 F, 2 mm, 4mm kvadrupolárny, M, L, XL, FL, L1Therapy Cool Path Duo:7 F, 4mm, kvadrupolárny, M, L, XL, MS, MC, LS, LCTherapy CoolFlex:7 F, 4 mm, kvadrupolárny, M, L, XL, L1.","IBI","US","ks",{"v":0.2,"d":"20.00%"},{"v":1833.53,"d":"1,833.53"},{"v":1833.53,"d":"1,833.53"},{"v":0,"d":"0.00"},{"v":0,"d":"0.0000%"},"I","KAR, RAT",90183900]
[1828,"XB14.9","X04011","P71121","Katéter ablačný Blazer - Blazer OI.","rôzne typy","BSC","US","ks",{"v":0.2,"d":"20.00%"},{"v":1835,"d":"1,835.00"},{"v":1835,"d":"1,835.00"},{"v":0,"d":"0.00"},{"v":0,"d":"0.0000%"},"I","KAR, RAT",90183900]
[1829,"XB14.9","X05147","P0805A","Systém ablačný DiamondTemp RF","s príslušenstvom","EPX","US","ks",{"v":0.2,"d":"20.00%"},{"v":2100,"d":"2,100.00"},{"v":2100,"d":"2,100.00"},{"v":0,"d":"0.00"},{"v":0,"d":"0.0000%"},"I","KAR, RAT",90189040]
[1830,"XB14.9","X00965","P86068","Katéter ablačný pre rádiofrekvenčnú abláciu s preplachovým chladením, s technológiou Contact, St. Jude Medical","Contact Therapy CoolPath Duo:7 F, 4 mm, kvadrupolárny, M, L, L1, s kontrolou elektrického kantaktu so substrátom.","IBI","US","ks",{"v":0.2,"d":"20.00%"},{"v":2244,"d":"2,244.00"},{"v":2244,"d":"2,244.00"},{"v":0,"d":"0.00"},{"v":0,"d":"0.0000%"},"I","KAR, RAT",90183900]
[1831,"XB14.9","X04040","P95950","Katéter ablačný IntellaTip MiFi XP s teplotným čidlom","rôzne typy a rozmery, s tromi diagnostickými minielektródami","BSC","US","ks",{"v":0.2,"d":"20.00%"},{"v":2406,"d":"2,406.00"},{"v":2295.99,"d":"2,295.99"},110.01,{"v":0.045723,"d":"4.5723%"},"S","KAR, RAT",90183900]
[1832,"XB14.9","X04041","P95951","Katéter ablačný IntellaTip MiFi s otvoreným preplachovaním","rôzne typy, s tromi diagnostickými minielektródami","BSC","US","ks",{"v":0.2,"d":"20.00%"},{"v":2801,"d":"2,801.00"},{"v":2295.99,"d":"2,295.99"},505.01,{"v":0.18029599999999998,"d":"18.0296%"},"S","KAR, RAT",90183900]
[1833,{"$nulls":3},"XB14.9.1 Katéter ablačný pre rádiofrekvenčnú abláciu s preplachovým chladením pre 3D mapovanie",{"$nulls":10},{"v":3433.15,"d":"3,433.150000"},"ks"]
[1834,"XB14.9.1","X01709","P39059,P57660,P60967,P80856,P86200","Katéter ablačný pre radiofrekvenčnú abláciu s preplachovým chladením, Biosense Webster","ThermoCool, ThermoCool SF","BIOSENSE","US","ks",{"v":0.2,"d":"20.00%"},{"v":2800,"d":"2,800.00"},{"v":2800,"d":"2,800.00"},{"v":0,"d":"0.00"},{"v":0,"d":"0.0000%"},"I","KAR, RAT",90183900]
[1835,"XB14.9.1","X03111","P88601","TactiCath Quartz","Katéter ablačný s detekciou kontaktnej sily","SJM","US","ks",{"v":0.2,"d":"20.00%"},{"v":2851.2,"d":"2,851.20"},{"v":2851.2,"d":"2,851.20"},{"v":0,"d":"0.00"},{"v":0,"d":"0.0000%"},"I","KAR, RAT",90183900]
[1836,"XB14.9.1","X04775","P88601","Katéter ablačný TactiCath Sensor Enabled","so snímačom kontaktnej sily, rôzne typy","SJM","US","ks",{"v":0.2,"d":"20.00%"},{"v":2930.4,"d":"2,930.40"},{"v":2930.4,"d":"2,930.40"},{"v":0,"d":"0.00"},{"v":0,"d":"0.0000%"},"I","KAR, RAT",90183900]
[1837,"XB14.9.1","X03136","P92131,P92132","Katéter ablačný s MediGuide technológiou","Safire Duo a Cool Path Duo","IBI","US","ks",{"v":0.2,"d":"20.00%"},{"v":2949.83,"d":"2,949.83"},{"v":2949.83,"d":"2,949.83"},{"v":0,"d":"0.00"},{"v":0,"d":"0.0000%"},"I","KAR, RAT",90183900]
[1838,"XB14.9.1","X05212","P1630A","Katéter ablačný IntellaNav StablePoint","rôzne typy","BSC","US","ks",{"v":0.2,"d":"20.00%"},{"v":2991.29,"d":"2,991.29"},{"v":2991.29,"d":"2,991.29"},{"v":0,"d":"0.00"},{"v":0,"d":"0.0000%"},"I","KAR, RAT",90183900]
[1839,"XB14.9.1","X04155","P95952","Katéter ablačný IntellaNav s otvoreným preplachovaním.","navigačný, rôzne typy","BSC","US","ks",{"v":0.2,"d":"20.00%"},{"v":3400,"d":"3,400.00"},{"v":3400,"d":"3,400.00"},{"v":0,"d":"0.00"},{"v":0,"d":"0.0000%"},"I","KAR, RAT",90183900]
[1840,"XB14.9.1","X04739","P98777","Katéter ablačný IntellaNav MiFi s otvoreným preplachovaním","rôzne typy","BSC","US","ks",{"v":0.2,"d":"20.00%"},{"v":3433.14,"d":"3,433.14"},{"v":3433.14,"d":"3,433.14"},{"v":0,"d":"0.00"},{"v":0,"d":"0.0000%"},"I","KAR, RAT",90183900]
[1841,"XB14.9.1","X04742","P98845","Katéter ablačný s teplotným snímačom IntellaNav XP / IntellaNav MiFi XP","rôzne typy","BSC","US","ks",{"v":0.2,"d":"20.00%"},{"v":3433.14,"d":"3,433.14"},{"v":3433.14,"d":"3,433.14"},{"v":0,"d":"0.00"},{"v":0,"d":"0.0000%"},"I","KAR, RAT",90183900]
[1842,"XB14.9.1","X00969","P39059,P57660,P60967,P80856,P86200,P87400","Katéter ablačný diagnostický ThermoCool® NaviStar®","s ovládateľným hrotom","BIOSENSE","US","ks",{"v":0.2,"d":"20.00%"},{"v":3433.15,"d":"3,433.15"},{"v":3433.15,"d":"3,433.15"},{"v":0,"d":"0.00"},{"v":0,"d":"0.0000%"},"I","KAR, RAT",90183900]
[1843,"XB14.9.1","X01727","P87400","Katéter ablačný ThermoCool SmartTouch","Preplachový katéter s meraním tlaku na stenu","BIOSENSE","US","ks",{"v":0.2,"d":"20.00%"},{"v":3433.15,"d":"3,433.15"},{"v":3433.15,"d":"3,433.15"},{"v":0,"d":"0.00"},{"v":0,"d":"0.0000%"},"I","KAR, RAT",90183900]
[1844,{"$nulls":3},"XB14.9.2 Katéter ablačný pre rádiofrekvenčnú abláciu s preplachovým chladením pre 3D mapovanie a High Power Short Duration",{"$nulls":10},{"v":4038,"d":"4,038.000000"},"ks"]
[1845,"XB14.9.2","X05213","P1785A","Katéter navigacný dvojsmerný QDOT MICRO","rôzne typy","BWE","US","ks",{"v":0.2,"d":"20.00%"},{"v":4038,"d":"4,038.00"},{"v":4038,"d":"4,038.00"},{"v":0,"d":"0.00"},{"v":0,"d":"0.0000%"},"I","KAR, RAT",90183900]
[1846,{"$nulls":3},"XB14.10 Katéter ablačný multipolárny pre rádiofrekvenčnú izoláciu  pulmonálnych žíl",{"$nulls":10},{"v":3474.9,"d":"3,474.900000"},"ks"]
[1847,"XB14.10","X00971","P82170","Cardioblate Gemini BP2","Ablačný katéter","MDC","US","ks",{"v":0.2,"d":"20.00%"},{"v":2295.99,"d":"2,295.99"},{"v":2295.99,"d":"2,295.99"},{"v":0,"d":"0.00"},{"v":0,"d":"0.0000%"},"I","KAR, RAT",90189084]
[1848,"XB14.10","X02341","P64747","Katéter chladený ablačný multipolárny pre rádiofrekvenčnú izoláciu  pulmonálnych žíl, Biosense Webster","nMARQ Circular, nMARQ Crescent","BIOSENSE","US","ks",{"v":0.2,"d":"20.00%"},{"v":3474.9,"d":"3,474.90"},{"v":3474.9,"d":"3,474.90"},{"v":0,"d":"0.00"},{"v":0,"d":"0.0000%"},"I","KAR, RAT",90183900]
[1849,{"$nulls":3},"XB14.11.1 Katéter ablačný balónikový pre laserovú izoláciu pulmonálnych žíl",{"$nulls":10},{"v":4752,"d":"4,752.000000"},"ks"]
[1850,"XB14.11.1","X04945","P99819","Katéter endoskopický ablačný HearthLight X3 with Excalibur Ballon","s náplňou","CDF","US","ks",{"v":0.2,"d":"20.00%"},{"v":4752,"d":"4,752.00"},{"v":4752,"d":"4,752.00"},{"v":0,"d":"0.00"},{"v":0,"d":"0.0000%"},"I","KAR, RAT",90183900]
[1851,{"$nulls":3},"XB14.13 Rádiofrekvenčné ablačné katétre",{"$nulls":10},{"v":1449,"d":"1,449.000000"},"ks"]
[1852,"XB14.13","X01779","P89902","Katéter elektrofyziologický Map-iT ablačný","rôzne veľkosti","AEP-US","US","ks",{"v":0.2,"d":"20.00%"},{"v":1081.08,"d":"1,081.08"},{"v":1081.08,"d":"1,081.08"},{"v":0,"d":"0.00"},{"v":0,"d":"0.0000%"},"I","KAR, RAT",90183900]
[1853,"XB14.13","X01109","P87993,P87994,P87995,P88000","katéter ablačný rádiofrekvenčný  Stinger, Scorpion (2)","rôzne priemery, dĺžky , s príslušenstvom","BARUS02","US","ks",{"v":0.2,"d":"20.00%"},{"v":1449,"d":"1,449.00"},{"v":1449,"d":"1,449.00"},{"v":0,"d":"0.00"},{"v":0,"d":"0.0000%"},"I","KAR, RAT",90183900]
[1854,{"$nulls":3},"XB14.13.1 Ablačné katétre pre perkutánne rádiologické intervencie","laserové ablačné katétre špeciálne",{"$nulls":9},{"v":4190,"d":"4,190.000000"},"ks"]
[1855,"XB14.13.1","X04379","P89304","Katéter aterektomický Turbo-Tandem","periférny systém optický s vodiacim systémom","SPA","US","ks",{"v":0.2,"d":"20.00%"},{"v":4190,"d":"4,190.00"},{"v":4190,"d":"4,190.00"},{"v":0,"d":"0.00"},{"v":0,"d":"0.0000%"},"I","KAR, RAT",90183190]
[1856,{"$nulls":3},"XB14.14 Katétre na renálnu denerváciu",{"$nulls":10},{"v":3636.01,"d":"3,636.010000"},"ks"]
[1857,"XB14.14","X01781","P90042","EnligHTN","Katéter na renálnu denerváciu, veľký 18/8mm, malý 16/6mm","SJM","US","ks",{"v":0.2,"d":"20.00%"},{"v":3636.01,"d":"3,636.01"},{"v":3636.01,"d":"3,636.01"},{"v":0,"d":"0.00"},{"v":0,"d":"0.0000%"},"I","ANG, ANG(NÚSCH,SÚSCCH, VÚSCH), CCH, KAR, KAR(NÚSCH,SÚSCCH, VÚSCH), RAT, RAT(NÚSCH,SÚSCCH, VÚSCH), ZP",90183900]
[1858,"XB14.14","X02292","P91312","Systém renálny denervačný Vessix","katéter / generátor / príslušenstvo","VEX","US","ks",{"v":0.2,"d":"20.00%"},{"v":3636.01,"d":"3,636.01"},{"v":3636.01,"d":"3,636.01"},{"v":0,"d":"0.00"},{"v":0,"d":"0.0000%"},"I","ANG, ANG(NÚSCH,SÚSCCH, VÚSCH), CCH, KAR, KAR(NÚSCH,SÚSCCH, VÚSCH), RAT, RAT(NÚSCH,SÚSCCH, VÚSCH), ZP",90183900]
[1859,{"$nulls":3},"XB14.14.1 Súprava katétrov pre multielektródovú RF abláciu",{"$nulls":10},{"v":5020,"d":"5,020.000000"},"set"]
[1860,"XB14.14.1","X05129","P93201,P33616,P75006","Súprava katétrov na renálnu denerváciu","Rôzne modely","MDC","US","set",{"v":0.2,"d":"20.00%"},{"v":5020,"d":"5,020.00"},{"v":5020,"d":"5,020.00"},{"v":0,"d":"0.00"},{"v":0,"d":"0.0000%"},"I","ANG, CCH, KAR, RAT",90183900]
[1861,{"$nulls":3},"XB14.15.1 Kardiochirurgické ablačné katétre",{"$nulls":10},{"v":2295.99,"d":"2,295.990000"},"ks"]
[1862,"XB14.15.1","X01185","P83048,P83049","Pero lineárne, Pero multifunkčné izolačné","príslušenstvo k prístroju AtriCure","ATI","US","ks",{"v":0.2,"d":"20.00%"},{"v":1601.16,"d":"1,601.16"},{"v":1601.16,"d":"1,601.16"},{"v":0,"d":"0.00"},{"v":0,"d":"0.0000%"},"I","KCH",90189084]
[1863,"XB14.15.1","X01181","P89062","Svorka Atriclip s meradlom","príslušenstvo k prístroju AtriCure","ATI","US","ks",{"v":0.1,"d":"10.00%"},{"v":1689.16,"d":"1,689.16"},{"v":1689.16,"d":"1,689.16"},{"v":0,"d":"0.00"},{"v":0,"d":"0.0000%"},"I","KCH",90219090]
[1864,"XB14.15.1","X00977","P67940","ATS CryoMaze","kardiochirurgická kryoablačná sonda, rôzne veľkosti","MDC","US","ks",{"v":0.2,"d":"20.00%"},{"v":1743.72,"d":"1,743.72"},{"v":1743.72,"d":"1,743.72"},{"v":0,"d":"0.00"},{"v":0,"d":"0.0000%"},"I","KCH",90189084]
[1865,"XB14.15.1","X03085","P83051","Kryoablačný katéter","príslušenstvo k AtriCure","ATI","US","ks",{"v":0.2,"d":"20.00%"},{"v":1863.84,"d":"1,863.84"},{"v":1863.84,"d":"1,863.84"},{"v":0,"d":"0.00"},{"v":0,"d":"0.0000%"},"I","KCH",90183900]
[1866,"XB14.15.1","X05315","P83052","Svorka bipolárna ablačná","príslušenstvo k elektrochirurgickému prístroju AtriCure","ATI","US","ks",{"v":0.2,"d":"20.00%"},{"v":2071.34,"d":"2,071.34"},{"v":2071.34,"d":"2,071.34"},{"v":0,"d":"0.00"},{"v":0,"d":"0.0000%"},"I","KCH",90181990,11540]
[1867,"XB14.15.1","X02554","P82172","Zariadenie ablačné Cardioblate MAPS","na chirugické mapovanie, abláciu, stimuláciu a snímanie","MDC","US","ks",{"v":0.2,"d":"20.00%"},{"v":2295.99,"d":"2,295.99"},{"v":2295.99,"d":"2,295.99"},{"v":0,"d":"0.00"},{"v":0,"d":"0.0000%"},"I","KCH",90189084]
[1868,"XB14.15.1","X01743","P90989","Svorka revolučná bipolárna Cobra","600-008i","ENS","US","ks",{"v":0.2,"d":"20.00%"},{"v":2655.54,"d":"2,655.54"},{"v":2295.99,"d":"2,295.99"},359.55,{"v":0.135396,"d":"13.5396%"},"S","KCH",90189080]
[1869,"XB14.15.1","X01802","P90990","Systém pre rádiofrekvenčnú abláciu","Cobra Fusion 50 s príslušenstvom","ENS","US","ks",{"v":0.2,"d":"20.00%"},{"v":3559.16,"d":"3,559.16"},{"v":2295.99,"d":"2,295.99"},{"v":1263.17,"d":"1,263.17"},{"v":0.354907,"d":"35.4907%"},"S","KCH",90189080]
[1870,{"$nulls":3},"XB14.15.2 Kardiochirurgické ablačné katétre pre videoasistovanú torakoskopickú abláciu",{"$nulls":10},{"v":7607.75,"d":"7,607.750000"},"ks"]
[1871,"XB14.15.2","X01803","P90990","Systém pre rádiofrekvenčnú abláciu","Cobra Fusion 150 s príslušenstvom","ENS","US","ks",{"v":0.2,"d":"20.00%"},{"v":7607.75,"d":"7,607.75"},{"v":7607.75,"d":"7,607.75"},{"v":0,"d":"0.00"},{"v":0,"d":"0.0000%"},"I","KCH",90189080]
[1872,{"$nulls":3},"XB14.16.2 Cievnochirurgické rádiofrekvenčné ablačné katétre pre chirurgiu varixov",{"$nulls":10},{"v":524.82,"d":"524.820000"},"ks"]
[1873,"XB14.16.2","X04706","P83934","Stylet endovenózny rádiofrekvenčný ClosureRFS","model RFS 2-6-12","MDC","US","ks",{"v":0.2,"d":"20.00%"},{"v":514.8,"d":"514.80"},{"v":514.8,"d":"514.80"},{"v":0,"d":"0.00"},{"v":0,"d":"0.0000%"},"I","ANG, CCH",90189084]
[1874,"XB14.16.2","X03551","P91200","Vein Clear katéter bez svetla",null,"RFM","KR","ks",{"v":0.2,"d":"20.00%"},{"v":521.4,"d":"521.40"},{"v":521.4,"d":"521.40"},{"v":0,"d":"0.00"},{"v":0,"d":"0.0000%"},"I","ANG, CCH",90219090]
[1875,"XB14.16.2","X01659","K88117,K83933","Kateter s endovenoznou radiofrekvencnou ablaciou (RFA)","VNUS 60cm, 100cm; vnutorny priemer 7F","COV","US","ks",{"v":0.2,"d":"20.00%"},524.82,524.82,{"v":0,"d":"0.00"},{"v":0,"d":"0.0000%"},"I","ANG, CCH",90183900]
[1876,{"$nulls":3},"XB14.16.3 Cievnochirurgické ablačné katétre pre mechanickú a chemickú abláciu varixov",{"$nulls":10},{"v":693,"d":"693.000000"},"ks"]
[1877,"XB14.16.3","X03003","P91524","Katéter oklúzny ClariVein®","dĺžky katétrov 45 cm a 65 cm","VLI","US","ks",{"v":0.2,"d":"20.00%"},{"v":693,"d":"693.00"},{"v":693,"d":"693.00"},{"v":0,"d":"0.00"},{"v":0,"d":"0.0000%"},"I","ANG, ANG(NÚSCH,SÚSCCH, VÚSCH), CCH, RAT",90189084]
[1878,{"$nulls":3},"XB14.17.1 Trombembolektomické katétre pre cievnu chirurgiu",{"$nulls":10},{"v":82,"d":"82.000000"},"ks"]
[1879,"XB14.17.1","X01795","P69958","Tromboembolektomické arteriálne, venózne a oklúzne katétre Edwards","všetky typy ,a veľkosti podľa priloženej prospektovej dokumentácie","EDW","US","ks",{"v":0.2,"d":"20.00%"},{"v":82,"d":"82.00"},{"v":82,"d":"82.00"},{"v":0,"d":"0.00"},{"v":0,"d":"0.0000%"},"I","CCH",90183900]
[1880,{"$nulls":3},"XB14.17.2 Trombembolektomické katétre pre protetické cievne náhrady pre cievnu chirurgiu",{"$nulls":10},{"v":257,"d":"257.000000"},"ks"]
[1881,"XB14.17.2","X01796","P69958","Kateter Fogarty na priľnute zrazeniny Edwards, kateter Fogarty na trombektomiu štepu Edwards, katéter Fogarty oklúzny","všetky veľkosti podľa priloženej prospektovej dokumentácie","EDW","US","ks",{"v":0.2,"d":"20.00%"},{"v":257,"d":"257.00"},{"v":257,"d":"257.00"},{"v":0,"d":"0.00"},{"v":0,"d":"0.0000%"},"I","CCH",90183900]
[1882,{"$nulls":3},"XB14.18.1 Valvulotomy pre cievnu chirurgiu",{"$nulls":10},{"v":240,"d":"240.000000"},"ks"]
[1883,"XB14.18.1","X01794","P32822","Insitucat","Atraumatický valvulotom pre cievnu chirurgiu","AES","DE","ks",{"v":0.2,"d":"20.00%"},{"v":240,"d":"240.00"},{"v":240,"d":"240.00"},{"v":0,"d":"0.00"},{"v":0,"d":"0.0000%"},"I","CCH",90189084]
[1884,{"$nulls":3},"XB14.18.2 Valvulotomy pre cievnu chirurgiu expandibilné",{"$nulls":10},{"v":726,"d":"726.000000"},"ks"]
[1885,"XB14.18.2","X05057","P95837","Katéter LeMaitre Valvulotome","modely 1009-00, 1009-00J, 1010-00","LER","US","ks",{"v":0.2,"d":"20.00%"},{"v":726,"d":"726.00"},{"v":726,"d":"726.00"},{"v":0,"d":"0.00"},{"v":0,"d":"0.0000%"},"I",null,90183900]
[1886,{"$nulls":3},"XB14.19 Kryoablačné katétre",{"$nulls":10},{"v":3670,"d":"3,670.000000"},"set"]
[1887,"XB14.19","X00978","P70982,P85481,P85591,P85657","Freezor Family + Cable 2035U ELECTR. UMBILICAL + Cable 203CX COAXIAL UMBILICAL","Kardiálny kryoablačný katéter (všetky typy) + káble","CRH","CA","set",{"v":0.2,"d":"20.00%"},{"v":1956.99,"d":"1,956.99"},{"v":1956.99,"d":"1,956.99"},{"v":0,"d":"0.00"},{"v":0,"d":"0.0000%"},"I","KAR, RAT",90183900]
[1888,"XB14.19","X05169","P1349A,P1394A,P1388A,P1342A,P1344A","Katéter balónikový POLARx, Katéter mapovací kruhový POLARMAP, Puzdro ovládateľné POLARSHEATH, Kábel sterilný SMARTFREEZE, Kábel elektrický sterilný POLARMAP EP","kryoablačný; rôzne typy, kompatibilný so systémami katétrov POLARx,  na použitie so systémami katétrov POLARx, predlžovací kábel / kryo-kábel ku kryoablačnému systému POLARx, ku kryoablačnému systému POLARx","BSC","US","set",{"v":0.2,"d":"20.00%"},{"v":3669.98,"d":"3,669.98"},{"v":3669.98,"d":"3,669.98"},{"v":0,"d":"0.00"},{"v":0,"d":"0.0000%"},"I","KAR, RAT",90183900]
[1889,"XB14.19","X00979","P80375,P85657","Arctic Front  + Cable 2035U ELECTR. UMBILICAL + Cable 203CX COAXIAL UMBILICAL","Kardiálny kryoablačný katéter (23mm, 28mm), káble","CRH","CA","set",{"v":0.2,"d":"20.00%"},{"v":3670,"d":"3,670.00"},{"v":3670,"d":"3,670.00"},{"v":0,"d":"0.00"},{"v":0,"d":"0.0000%"},"I","KAR, RAT",90183900]
[1890,"XB14.19","X01191","P80375,P85657","Arctic Front Advance, Arctic Front Advance ST, Arctic Front Advance PRO + Cable 2035U ELECTR. UMBILICAL + Cable 203CX COAXIAL UMBILICAL","Kardiálny kryoablačný katéter (23mm, 28mm), káble","CRH","CA","set",{"v":0.2,"d":"20.00%"},{"v":3670,"d":"3,670.00"},{"v":3670,"d":"3,670.00"},{"v":0,"d":"0.00"},{"v":0,"d":"0.0000%"},"I","KAR, RAT",90183900]
[1891,{"$nulls":3},"XB14.20 Katéter balónikový pre perkutánnu koronárnu intervenciu",{"$nulls":10},{"v":726,"d":"726.000000"},"ks"]
[1892,"XB14.20","X04707","P86070","katéter Across HP","PTCA balónový dilatačný vysokotlakový, rôzne veľkosti","ACW","CH","ks",{"v":0.2,"d":"20.00%"},240.24,240.24,{"v":0,"d":"0.00"},{"v":0,"d":"0.0000%"},"I","KAR, RAT",90183900]
[1893,"XB14.20","X01592","P88405","Fairway PTCA dilatačný katéter","všetky veľkosti","IBE","ES","ks",{"v":0.2,"d":"20.00%"},{"v":259,"d":"259.00"},{"v":259,"d":"259.00"},{"v":0,"d":"0.00"},{"v":0,"d":"0.0000%"},"I","KAR, RAT",90183900]
[1894,"XB14.20","X03804","P95123","Katéter pre perkutánnu transluminálnu koronárnu angioplastiku (PTCA) - Crossway a Crossway NC","všetky veľkosti","IHT","ES","ks",{"v":0.2,"d":"20.00%"},{"v":259,"d":"259.00"},{"v":259,"d":"259.00"},{"v":0,"d":"0.00"},{"v":0,"d":"0.0000%"},"I","KAR, RAT",90183900]
[1895,"XB14.20","X05215","P1522A","Katéter Across NC","rôzne veľkosti","BLM","NL","ks",{"v":0.1,"d":"10.00%"},{"v":285,"d":"285.00"},{"v":285,"d":"285.00"},{"v":0,"d":"0.00"},{"v":0,"d":"0.0000%"},"I","KAR, RAT",90183900]
[1896,"XB14.20","X01664","P71770,P80543","Balónikový katéter pre perkut. koronárnu intervenciu NIMBUS Pico a NIMBUS Salvo","v rôznych priemeroch a dĺžkach - viď.prospekt","CLS","IE","ks",{"v":0.2,"d":"20.00%"},{"v":297,"d":"297.00"},{"v":297,"d":"297.00"},{"v":0,"d":"0.00"},{"v":0,"d":"0.0000%"},"I","KAR, RAT",90189084]
[1897,"XB14.20","X04836","P96721","NC- Genoss PTCA balón katéter","rôzne rozmery","GEN","KR","ks",{"v":0.2,"d":"20.00%"},{"v":297,"d":"297.00"},{"v":297,"d":"297.00"},{"v":0,"d":"0.00"},{"v":0,"d":"0.0000%"},"I","KAR, RAT",90183900]
[1898,"XB14.20","X04728","P97830","Katéter balónikový  NC Xperience","rôzne veľkosti","LFV","ES","ks",{"v":0.2,"d":"20.00%"},306.21,306.21,{"v":0,"d":"0.00"},{"v":0,"d":"0.0000%"},"I","KAR, RAT",90183900]
[1899,"XB14.20","X04431","P97579","Katéter bálonikový PTCA NC Clever","rôzne priemery a dĺžky","CNA","CH","ks",{"v":0.2,"d":"20.00%"},{"v":318,"d":"318.00"},{"v":318,"d":"318.00"},{"v":0,"d":"0.00"},{"v":0,"d":"0.0000%"},"I","KAR, RAT",90183900]
[1900,"XB14.20","X04745","P98922","katéter PTCA Cathy No4","rôzne veľkosti","TNL","DE","ks",{"v":0.2,"d":"20.00%"},{"v":319.9,"d":"319.90"},{"v":319.9,"d":"319.90"},{"v":0,"d":"0.00"},{"v":0,"d":"0.0000%"},"I","KAR, RAT",90183900]
[1901,"XB14.20","X04799","P99220","Katéter PTCA dilatacný balónikový EasyT / NIC Nano hydro / NIC 1.1 hydro","rôzne typy a velkosti","SDG","CH","ks",{"v":0.2,"d":"20.00%"},{"v":322.9,"d":"322.90"},{"v":322.9,"d":"322.90"},{"v":0,"d":"0.00"},{"v":0,"d":"0.0000%"},"I","KAR, RAT",90183900]
[1902,"XB14.20","X04708","P86071","katéter Across CTO","PTCA balónový dilatačný, rôzne veľkosti","ACW","CH","ks",{"v":0.2,"d":"20.00%"},{"v":323.4,"d":"323.40"},{"v":323.4,"d":"323.40"},{"v":0,"d":"0.00"},{"v":0,"d":"0.0000%"},"I","KAR, RAT",90219090]
[1903,"XB14.20","X04785","P97928","Katéter PTCA dilatačný balónikový IKAZUCHI Zero","rôzne typy","KANEKA","JP","ks",{"v":0.2,"d":"20.00%"},{"v":330,"d":"330.00"},{"v":330,"d":"330.00"},{"v":0,"d":"0.00"},{"v":0,"d":"0.0000%"},"I","KAR, RAT",90183900]
[1904,"XB14.20","X04786","P97929","Katéter PTCA dilatačný balónikový Raiden 3","rôzne typy","KANEKA","JP","ks",{"v":0.2,"d":"20.00%"},{"v":330,"d":"330.00"},{"v":330,"d":"330.00"},{"v":0,"d":"0.00"},{"v":0,"d":"0.0000%"},"I","KAR, RAT",90183900]
[1905,"XB14.20","X05088","P95834","Katéter PTCA balónikový dilatačný Apollo / Artimes","rôzne veľkosti","BSA","CN","ks",{"v":0.2,"d":"20.00%"},{"v":352,"d":"352.00"},{"v":352,"d":"352.00"},{"v":0,"d":"0.00"},{"v":0,"d":"0.0000%"},"I","KAR, RAT",90183900]
[1906,"XB14.20","X02589","P92552","Katéter dilatačný PTCA Ceto","rôzne rozmery","BIR","IL","ks",{"v":0.2,"d":"20.00%"},352.72,352.72,{"v":0,"d":"0.00"},{"v":0,"d":"0.0000%"},"I","KAR, RAT",90183900]
[1907,"XB14.20","X03781","P94133","Katéter balónikový dilatačný Invader CTO / Invader PTCA","rôzne veľkosti","AVM","TR","ks",{"v":0.2,"d":"20.00%"},359.04,359.04,{"v":0,"d":"0.00"},{"v":0,"d":"0.0000%"},"I","KAR, RAT",90183900]
[1908,"XB14.20","X05023","P99980","Katéter dilatačný balónikový PTCA Ryurei","Katéter balónikový pre perkutánnu koronárnu intervenciu","TCJ","JP","ks",{"v":0.2,"d":"20.00%"},370.31,370.31,{"v":0,"d":"0.00"},{"v":0,"d":"0.0000%"},"I","KAR, RAT",90189084]
[1909,"XB14.20","X05339","P1464A","Katéter koronárny dilatačný Sapphire 3","rôzne veľkosti","ORB","NL","ks",{"v":0.2,"d":"20.00%"},{"v":374,"d":"374.00"},{"v":374,"d":"374.00"},{"v":0,"d":"0.00"},{"v":0,"d":"0.0000%"},"I","KAR, RAT",90183900,11464]
[1910,"XB14.20","X05291","P98902","Katéter PTCA SeQuent Neo NC","balóniková dilatácia stenóz koronárnych artérií","BME","DE","ks",{"v":0.2,"d":"20.00%"},374.87,374.87,{"v":0,"d":"0.00"},{"v":0,"d":"0.0000%"},"I","KAR, RAT",90183900]
[1911,"XB14.20","X04307","P94594","Katéter dilatačný Sapphire II PRO","rôzne dĺžky a priemery","ORB","NL","ks",{"v":0.2,"d":"20.00%"},374.88,374.88,{"v":0,"d":"0.00"},{"v":0,"d":"0.0000%"},"I","KAR, RAT",90183900]
[1912,"XB14.20","X04432","P97592","Katéter PTCA dilatačný balónikový Accuforce","rôzne dĺžky a priemery","TCJ","JP","ks",{"v":0.2,"d":"20.00%"},{"v":388,"d":"388.00"},{"v":388,"d":"388.00"},{"v":0,"d":"0.00"},{"v":0,"d":"0.0000%"},"I","KAR, RAT",90182000]
[1913,"XB14.20","X04790","P98998,P98999","Katéter PTCA balónikový Yangtze NC a Nano","rôzne rozmery","MVY","FR","ks",{"v":0.2,"d":"20.00%"},{"v":422.4,"d":"422.40"},{"v":422.4,"d":"422.40"},{"v":0,"d":"0.00"},{"v":0,"d":"0.0000%"},"I","KAR, RAT",90183900]
[1914,"XB14.20","X02295","P91848","Katéter balónikový SeQuent Neo","pre perkutánnu koronárnu intervenciu, 1,25-4mm x 10-30mm","BME","DE","ks",{"v":0.2,"d":"20.00%"},{"v":426.8,"d":"426.80"},{"v":426.8,"d":"426.80"},{"v":0,"d":"0.00"},{"v":0,"d":"0.0000%"},"I","KAR, RAT",90183900]
[1915,"XB14.20","X00990","P81051","Katéter balónikový koronárny Pantera / Pantera LEO/Pantera Pro","priemer 1.25-5.0 mm, dĺžka 6-30 mm","XBT","CH","ks",{"v":0.2,"d":"20.00%"},426.81,426.81,{"v":0,"d":"0.00"},{"v":0,"d":"0.0000%"},"I","KAR, RAT",90180390]
[1916,"XB14.20","X02297","P86094,P86095","Katéter CONIC ONE, Katéter CLEVER","Clever v diametre: 1,50; 2,0; 2,25; 2,50; 2,75; 3,0; 3,25; 3,5; 4,0 mm Clever v dlžkach: 10, 15, 20, 25, 30, 35 a 40 mmConic One v diametre: 1,25; 1,5; 1,75; 2,0; 2,25; 2,5; 2,75; 3,0; 3,25; 3,5; 3,75; 4,0; 4,5 mm Conic One v dlžkach: 15, 20, 25, 30, 35 a 40 mm","CV","CH","ks",{"v":0.2,"d":"20.00%"},426.81,426.81,{"v":0,"d":"0.00"},{"v":0,"d":"0.0000%"},"I","KAR, RAT",90183900]
[1917,"XB14.20","X00985","P85550,P88038","TREK a MINI TREK balónikový katéter pre PTCA","diametre 1,20; 1,5; 2,0; 2,25; 2,5; 2,75; 3,0; 3,25; 3,5; 3,75; 4,0; 4,5; 5,0 v dĺžkach 6, 8, 12, 15, 20, 25 a 30 mm. Semikompliantný (RX,OTW) koronárny balónkový dilatačný katéter a nonkompliantný (NC)","ABT","US","ks",{"v":0.2,"d":"20.00%"},426.81,426.81,{"v":0,"d":"0.00"},{"v":0,"d":"0.0000%"},"I","KAR, RAT",90183900]
[1918,"XB14.20","X00984","P69115,P82305","VOYAGER balónikový katéter pre PTCA","diametre 1,5; 2,0; 2,25; 2,5; 2,75; 3,0; 3,25; 3,5; 3,75; 4,0; v dĺžkach 8, 12, 15, 20, a 30 mm. Semikompliantný koronárny balónkový dilatačný katéter vo verzii Rapid Exchange aj Over The Wire a Noncompliantný balónkový katéter","ABT","US","ks",{"v":0.2,"d":"20.00%"},426.81,426.81,{"v":0,"d":"0.00"},{"v":0,"d":"0.0000%"},"I","KAR, RAT",90183900]
[1919,"XB14.20","X04709","P86072","katéter Grip/Grip TT","PTCA balónový dilatačný, rôzne veľkosti","ACW","CH","ks",{"v":0.2,"d":"20.00%"},{"v":432.3,"d":"432.30"},{"v":432.3,"d":"432.30"},{"v":0,"d":"0.00"},{"v":0,"d":"0.0000%"},"I","KAR, RAT",90183900]
[1920,"XB14.20","X03961","P95770","Katéter PTCA dilatačný balónikový WILMA","rôzne veľkosti a dĺžky","SHJ","IN","ks",{"v":0.2,"d":"20.00%"},445.99,445.99,{"v":0,"d":"0.00"},{"v":0,"d":"0.0000%"},"I","KAR, RAT",90219090]
[1921,"XB14.20","X03473","P92752","Katéter dilatačný balonikový Arriva PTCA",null,"INSITU","US","ks",{"v":0.2,"d":"20.00%"},{"v":462,"d":"462.00"},{"v":462,"d":"462.00"},{"v":0,"d":"0.00"},{"v":0,"d":"0.0000%"},"I","KAR, RAT",90183900]
[1922,"XB14.20","X02289","P90044","MOZEC","katétre angiografické dilatačné MOZEC PTCA","MERIL","IN","ks",{"v":0.2,"d":"20.00%"},474.82,474.82,{"v":0,"d":"0.00"},{"v":0,"d":"0.0000%"},"I","KAR, RAT",90215000]
[1923,"XB14.20","X00989","P82249","Katéter balónikový SeQuent II","pre perkutánnu koronárnu intervenciu, 1,25-4mm x 10-30mm","BME","DE","ks",{"v":0.2,"d":"20.00%"},{"v":492,"d":"492.00"},{"v":492,"d":"492.00"},{"v":0,"d":"0.00"},{"v":0,"d":"0.0000%"},"I","KAR, RAT",90183900]
[1924,"XB14.20","X01008","P74147","Katéter balónikový Sprinter","Sprinter Legend RX, Sprinter Legend OTW, Sprinter OTW, NC Sprinter RX, 1,25 mm - 4 mm","MDC","US","ks",{"v":0.2,"d":"20.00%"},{"v":499,"d":"499.00"},{"v":499,"d":"499.00"},{"v":0,"d":"0.00"},{"v":0,"d":"0.0000%"},"I","KAR, RAT",90183900]
[1925,"XB14.20","X05002","P94515","Katéter mikrodilatačný Threader Monorail / Threader Over-The-Wire",null,"BSC","US","ks",{"v":0.2,"d":"20.00%"},537.36,537.36,{"v":0,"d":"0.00"},{"v":0,"d":"0.0000%"},"I","KAR, RAT",90183900]
[1926,"XB14.20","X04937","P99156","Katéter PTCA dilatačný NC Emerge Monorail","rôzne veľkosti","BSC","US","ks",{"v":0.2,"d":"20.00%"},542.98,542.98,{"v":0,"d":"0.00"},{"v":0,"d":"0.0000%"},"I","KAR, RAT",90183900]
[1927,"XB14.20","X03153","P93023","Katéter dilatačný rýchlo vymeniteľný Euphora","rôzne modely a veľkosti","MDC","US","ks",{"v":0.2,"d":"20.00%"},{"v":543,"d":"543.00"},{"v":543,"d":"543.00"},{"v":0,"d":"0.00"},{"v":0,"d":"0.0000%"},"I","KAR, RAT",90183900]
[1928,"XB14.20","X00983","P77994","Katétre angiografické dilatačné RYUJIN PLUS","PTCA","TCJ","JP","ks",{"v":0.2,"d":"20.00%"},{"v":548.5,"d":"548.50"},{"v":548.5,"d":"548.50"},{"v":0,"d":"0.00"},{"v":0,"d":"0.0000%"},"I","KAR, RAT",90189085]
[1929,"XB14.20","X00986","P87948","Katéter dilatačný Empira™ PTCA / Empira™ NC RX PTCA","rôzne typy","CRX-US","US","ks",{"v":0.2,"d":"20.00%"},{"v":570.7,"d":"570.70"},{"v":570.7,"d":"570.70"},{"v":0,"d":"0.00"},{"v":0,"d":"0.0000%"},"I","KAR, RAT",90183900]
[1930,"XB14.20","X00982","P82353","Katéter PTCA dilatačný HIRYU","balónikový","TCJ","JP","ks",{"v":0.2,"d":"20.00%"},{"v":582,"d":"582.00"},{"v":582,"d":"582.00"},{"v":0,"d":"0.00"},{"v":0,"d":"0.0000%"},"I","KAR, RAT",90189085]
[1931,"XB14.20","X01260","P89139","Advancer PTCA dilatačný katéter","všetky velkosti","TUP","NL","ks",{"v":0.2,"d":"20.00%"},597.96,597.96,{"v":0,"d":"0.00"},{"v":0,"d":"0.0000%"},"I","KAR, RAT",90183900]
[1932,"XB14.20","X00981","P85120","Katéter balónikový dilatačný TAZUNA","PTCA","TCJ","JP","ks",{"v":0.2,"d":"20.00%"},606.01,606.01,{"v":0,"d":"0.00"},{"v":0,"d":"0.0000%"},"I","KAR, RAT",90189085]
[1933,"XB14.20","X03391","P92746","Katéter balónikový Xperience","rôzne veľkosti","LFV","ES","ks",{"v":0.2,"d":"20.00%"},{"v":627,"d":"627.00"},{"v":627,"d":"627.00"},{"v":0,"d":"0.00"},{"v":0,"d":"0.0000%"},"I","KAR, RAT",90183900]
[1934,"XB14.20","X03587","P94649","RIVER® koronárny angioplastický katéter",null,"BLT","PL","ks",{"v":0.2,"d":"20.00%"},{"v":633.6,"d":"633.60"},{"v":633.6,"d":"633.60"},{"v":0,"d":"0.00"},{"v":0,"d":"0.0000%"},"I","KAR, RAT",90219090]
[1935,"XB14.20","X01007","P79365","Katétre PTCA balónkové dilatačné","diameter: 2.5, 2.75, 3.00, 3.50, 4.00, 4.50, dľžka: 12mm, 16mm, 20mm, 25mm, 31mm","SCH","CH","ks",{"v":0.2,"d":"20.00%"},643.26,643.26,{"v":0,"d":"0.00"},{"v":0,"d":"0.0000%"},"I","KAR, RAT",90183900]
[1936,"XB14.20","X02349","P77202,P82026","Koronárny dilatačný katéter Sapphire II/Sapphire NC/Sapphire II NC","strednotlaký semi-kompliantný PTCA katéter Sapphire II/vysokotlaký non-kompliantný PTCA katéter Sapphire NC","ORB","NL","ks",{"v":0.2,"d":"20.00%"},677.16,677.16,{"v":0,"d":"0.00"},{"v":0,"d":"0.0000%"},"I","KAR, RAT",90183900]
[1937,"XB14.20","X05290","P98893","Katéter balónikový PTCA rezací Wedge","rôzne rozmery","BSA","NL","ks",{"v":0.2,"d":"20.00%"},{"v":719.4,"d":"719.40"},{"v":719.4,"d":"719.40"},{"v":0,"d":"0.00"},{"v":0,"d":"0.0000%"},"I","KAR, RAT",90183900]
[1938,"XB14.20","X05230","P1485A","Katéter PTCA balónikový dilatačný Wedge NC","rôzne rozmery","BSA","CN","ks",{"v":0.2,"d":"20.00%"},{"v":719.4,"d":"719.40"},{"v":719.4,"d":"719.40"},{"v":0,"d":"0.00"},{"v":0,"d":"0.0000%"},"I","KAR, RAT",90183900]
[1939,"XB14.20","X03806","P95154","Katéter balónikový PTCA NSE ALPHA","rôzne rozmery","GOM","JP","ks",{"v":0.2,"d":"20.00%"},723.02,723.02,{"v":0,"d":"0.00"},{"v":0,"d":"0.0000%"},"I","KAR, RAT",90183900]
[1940,"XB14.20","X05063","P99143","Balónik koronárny s čepieľkami Wolverine Coronary Cutting Baloon Monorail","na mikrochirurgickú dilatáciu","BSC","US","ks",{"v":0.2,"d":"20.00%"},725.99,725.99,{"v":0,"d":"0.00"},{"v":0,"d":"0.0000%"},"I","KAR, RAT",90183900]
[1941,"XB14.20","X00980","P72888,P85450,P85451","Katéter balónik. Intrakoronárny APEX Monorail/OTW. Katéter dilatačný balón. NC Quantum Apex Monorail. Katéter dilatačný balón. NC Quantum Apex OTW.","rôzne rozmery, veľkosti a typy","BSC","US","ks",{"v":0.2,"d":"20.00%"},{"v":726,"d":"726.00"},{"v":726,"d":"726.00"},{"v":0,"d":"0.00"},{"v":0,"d":"0.0000%"},"I","KAR, RAT",90183900]
[1942,"XB14.20","X01716","P81355","Katéter balónikový Flextome Cutting Balloon Monorail","PTCA","BSC","US","ks",{"v":0.2,"d":"20.00%"},{"v":726,"d":"726.00"},{"v":726,"d":"726.00"},{"v":0,"d":"0.00"},{"v":0,"d":"0.0000%"},"I","KAR, RAT",90183900]
[1943,"XB14.20","X00911","P81357,P72935","Katéter balónikový koronárny Boston Maverick XL. Katéter koronárny Q-Maverick","rôzne rozmery, veľkosti a typy","BSC","US","ks",{"v":0.2,"d":"20.00%"},{"v":726,"d":"726.00"},{"v":726,"d":"726.00"},{"v":0,"d":"0.00"},{"v":0,"d":"0.0000%"},"I","KAR, RAT",90183900]
[1944,"XB14.20","X01736","P89465","Katéter PTCA dilatačný Emerge","Monorail / Over-The-Wire","BSC","US","ks",{"v":0.2,"d":"20.00%"},{"v":726,"d":"726.00"},{"v":726,"d":"726.00"},{"v":0,"d":"0.00"},{"v":0,"d":"0.0000%"},"I","KAR, RAT",90183900]
[1945,"XB14.20","X02352","P81527","Koronárny dilatačný katéter Scoreflex/Scoreflex NC","scoring katéter","ORB","NL","ks",{"v":0.2,"d":"20.00%"},756.36,{"v":726,"d":"726.00"},30.36,{"v":0.04014,"d":"4.0140%"},"S","KAR, RAT",90183900]
[1946,"XB14.20","X03588","P94649","PRO CTO RIVER® koronárny angioplastický katéter",null,"BLT","PL","ks",{"v":0.1,"d":"10.00%"},{"v":883.3,"d":"883.30"},{"v":726,"d":"726.00"},{"v":157.3,"d":"157.30"},{"v":0.178082,"d":"17.8082%"},"S","KAR, RAT",90219090]
[1947,"XB14.20","X00988","P81057","Scoring balónikový katéter AngioSculpt","priemer 2.0-3.5 mm, dĺžka 10-20 mm","AGC","US","ks",{"v":0.2,"d":"20.00%"},908.17,{"v":726,"d":"726.00"},182.17,{"v":0.20059000000000002,"d":"20.0590%"},"S","KAR, RAT",90180390]
[1948,"XB14.20","X00987","P83398","Powerline - PTCA katéter",null,"BIS-SG","SG","ks",{"v":0.2,"d":"20.00%"},943.91,{"v":726,"d":"726.00"},217.91,{"v":0.23085899999999998,"d":"23.0859%"},"S","KAR, RAT",90183900]
[1949,{"$nulls":3},"XB14.21 Katéter balónikový pre perkutánnu koronárnu intervenciu povlečený liekom",{"$nulls":10},{"v":1172.16,"d":"1,172.160000"},"ks"]
[1950,"XB14.21","X03390","P92740","Katéter balónikový dilatačný koronárny Essential","potiahnutý liečivom paclitaxel, rôzne veľkosti","LFV","ES","ks",{"v":0.2,"d":"20.00%"},{"v":895,"d":"895.00"},{"v":895,"d":"895.00"},{"v":0,"d":"0.00"},{"v":0,"d":"0.0000%"},"I","KAR, RAT",90183900]
[1951,"XB14.21","X03386","P92165","Katéter PTCA balónikový dilatačný BioStream","pokrytý paclitaxelom","BIS","CH","ks",{"v":0.2,"d":"20.00%"},{"v":900,"d":"900.00"},{"v":900,"d":"900.00"},{"v":0,"d":"0.00"},{"v":0,"d":"0.0000%"},"I","KAR, RAT",90183900]
[1952,"XB14.21","X00993","P85258","Balónikový katéter Pantera LUX uvoľňujúci paclitaxel","priemer 2.0-4.0 mm, dĺžka 10-30 mm","XBT","CH","ks",{"v":0.2,"d":"20.00%"},958.44,958.44,{"v":0,"d":"0.00"},{"v":0,"d":"0.0000%"},"I","KAR, RAT",90180390]
[1953,"XB14.21","X05236","P2060A","Katéter PTCA balónikový SELUTION SLR","rôzne veľkosti","MJR","CH","ks",{"v":0.2,"d":"20.00%"},986.79,986.79,{"v":0,"d":"0.00"},{"v":0,"d":"0.0000%"},"I","KAR, RAT",90183900]
[1954,"XB14.21","X03912","P95671","Katéter balónikový Corpax","potiahnutý liečivom paclitaxel, rôzne veľkosti a typy","QUL","DE","ks",{"v":0.2,"d":"20.00%"},{"v":1040,"d":"1,040.00"},{"v":1040,"d":"1,040.00"},{"v":0,"d":"0.00"},{"v":0,"d":"0.0000%"},"I","KAR, RAT",90183900]
[1955,"XB14.21","X03413","P93372","Katéter balónikový pre PTCA Agent, Monorail","potiahnutý paclitaxelom","HEQ","DE","ks",{"v":0.2,"d":"20.00%"},{"v":1051,"d":"1,051.00"},{"v":1051,"d":"1,051.00"},{"v":0,"d":"0.00"},{"v":0,"d":"0.0000%"},"I","KAR, RAT",90183900]
[1956,"XB14.21","X01285","P86255","Katéter balónikový PTCA uvoľnujúci paclitaxel","priemer 1,5- 6 mm, dĺžka 10- 250 mm","AAC","DE","ks",{"v":0.2,"d":"20.00%"},{"v":1056,"d":"1,056.00"},{"v":1056,"d":"1,056.00"},{"v":0,"d":"0.00"},{"v":0,"d":"0.0000%"},"I","KAR, RAT",90183900]
[1957,"XB14.21","X05340","P1713A","Katéter PTCA balónikový Prevail","potiahnutý liečivom paclitaxel, rôzne druhy","MDC","US","ks",{"v":0.2,"d":"20.00%"},{"v":1130,"d":"1,130.00"},{"v":1130,"d":"1,130.00"},{"v":0,"d":"0.00"},{"v":0,"d":"0.0000%"},"I","KAR, RAT",9018390,11507]
[1958,"XB14.21","X05341","P86027","Katéter balónikový intrakoronárny Dior","rôzne velkosti, potiahnutý liecivom paclitaxel","ERC","DE","ks",{"v":0.2,"d":"20.00%"},{"v":1139.95,"d":"1,139.95"},{"v":1139.95,"d":"1,139.95"},{"v":0,"d":"0.00"},{"v":0,"d":"0.0000%"},"I","KAR, RAT",90183900,11450]
[1959,"XB14.21","X00992","P83073","Katéter balónikový SeQuent Please/ SeQuent Please NEO","pre perkutánnu koronárnu intervenciu povlečený liekom, 2-4mm x 10-40mm, 3ug Paclitaxelu na 1mm2","BME","DE","ks",{"v":0.2,"d":"20.00%"},{"v":1140,"d":"1,140.00"},{"v":1140,"d":"1,140.00"},{"v":0,"d":"0.00"},{"v":0,"d":"0.0000%"},"I","KAR, RAT",90183900]
[1960,"XB14.21","X01306","P89392","Primus PTCA dilatačný katéter","PTCA balónikový katéter uvoľňujúci Paclitaxel","CAU","PL","ks",{"v":0.2,"d":"20.00%"},{"v":1172.16,"d":"1,172.16"},{"v":1172.16,"d":"1,172.16"},{"v":0,"d":"0.00"},{"v":0,"d":"0.0000%"},"I","KAR, RAT",90183900]
[1961,{"$nulls":3},"XB14.22 Vodič pre perkutánnu koronárnu intervenciu",{"$nulls":10},{"v":475.2,"d":"475.200000"},"ks"]
[1962,"XB14.22","X01708","P38875","Drôt zavádzaci Emerald","rôzne veľkosti a typy","CDS","US","ks",{"v":0.2,"d":"20.00%"},20.99,20.99,{"v":0,"d":"0.00"},{"v":0,"d":"0.0000%"},"I","ANG, KAR, RAT",90183900]
[1963,"XB14.22","X01717","P82089","GuideRight","50-260cm, rôzne typy, krivky, tuhosti","SJM","US","ks",{"v":0.2,"d":"20.00%"},22.24,22.24,{"v":0,"d":"0.00"},{"v":0,"d":"0.0000%"},"I","ANG, KAR, RAT",90183900]
[1964,"XB14.22","X02393","P85001","Hydrofilný drôt zavádzaci Aquatrack","rôzne veľkosti a typy","AMD","US","ks",{"v":0.2,"d":"20.00%"},102.04,102.04,{"v":0,"d":"0.00"},{"v":0,"d":"0.0000%"},"I","ANG, KAR, RAT",90183900]
[1965,"XB14.22","X05342","P2642A","Drôt vodiaci Attain Hybrid","rôzne druhy","MDC","US","ks",{"v":0.2,"d":"20.00%"},120.99,120.99,{"v":0,"d":"0.00"},{"v":0,"d":"0.0000%"},"I","ANG, KAR, RAT",9018390,11465]
[1966,"XB14.22","X00924","P60864","Drôty zavádzacie RUNTHROUGH NS","PTCA vodiaci drôt s hydrofilným povrchom","TCJ","JP","ks",{"v":0.2,"d":"20.00%"},133.83,133.83,{"v":0,"d":"0.00"},{"v":0,"d":"0.0000%"},"I","ANG, KAR, RAT",90189085]
[1967,"XB14.22","X01015","P85129,P85057,P72292,P52660,P72291,P52661,P75006","Intuition, Provia","veľkosť: 180 - 300 cm","MDC","US","ks",{"v":0.2,"d":"20.00%"},136.88,136.88,{"v":0,"d":"0.00"},{"v":0,"d":"0.0000%"},"I","ANG, KAR, RAT",90189084]
[1968,"XB14.22","X02370","P92032,P92033","Drôt zavádzací HI-TORQUE JET a HI-TORQUE POWERTURN","rôzne rozmery a zakrivenia","ABT","US","ks",{"v":0.2,"d":"20.00%"},150.48,150.48,{"v":0,"d":"0.00"},{"v":0,"d":"0.0000%"},"I","ANG, KAR, RAT",90183900]
[1969,"XB14.22","X01248","P76679","Koronárny vodič InterFLEX (CTO)","primer 0.010\"/0.014\", rozné dlžky,stupne tuhosti a zakrivenia hrotu","KML","GB","ks",{"v":0.2,"d":"20.00%"},165.96,165.96,{"v":0,"d":"0.00"},{"v":0,"d":"0.0000%"},"I","ANG, KAR, RAT",90183900]
[1970,"XB14.22","X00928","P36784,P41166,P85061,P88911,P36783,P36778,P36781,P36780,P36786,P36785,P41163,P85668,P41371,P41372,P41373,P41374,P68808,P42174,P67986","HI-TORQUE vodič pre PTCA","190 cm a 300 cm dlžka; univerzálny vodič pre perkutánne koronárne intervencie","ABT","US","ks",{"v":0.2,"d":"20.00%"},166.28,166.28,{"v":0,"d":"0.00"},{"v":0,"d":"0.0000%"},"I","ANG, KAR, RAT",90183900]
[1971,"XB14.22","X04849","P98808","Drôt vodiaci Hi-Torque TurnTrac","rôzne rozmery","ABT","US","ks",{"v":0.2,"d":"20.00%"},{"v":171.6,"d":"171.60"},{"v":171.6,"d":"171.60"},{"v":0,"d":"0.00"},{"v":0,"d":"0.0000%"},"I","ANG, KAR, RAT",90183900]
[1972,"XB14.22","X03937","P91317","Vodiaci drôt PTCA Champion","koronárny; rôzne typy a rozmery","SPM","DK","ks",{"v":0.2,"d":"20.00%"},174.24,174.24,{"v":0,"d":"0.00"},{"v":0,"d":"0.0000%"},"I","ANG, KAR, RAT",90183900]
[1973,"XB14.22","X04894","P99149","Drôt vodiaci Marvel","rôzne modely a rozmery","BSC","US","ks",{"v":0.2,"d":"20.00%"},176.84,176.84,{"v":0,"d":"0.00"},{"v":0,"d":"0.0000%"},"I","ANG, KAR, RAT",90183900]
[1974,"XB14.22","X01744","P91148","Balancium® PTCA zavádzací drôt","185-300cm, rôzne tuhosti a dĺžky","LEP-CN","CN","ks",{"v":0.2,"d":"20.00%"},{"v":184.8,"d":"184.80"},{"v":184.8,"d":"184.80"},{"v":0,"d":"0.00"},{"v":0,"d":"0.0000%"},"I","ANG, KAR, RAT",90183900]
[1975,"XB14.22","X04895","P99150","Drôt vodiaci Samurai / Samurai RC","rôzne modely a rozmery","BSC","US","ks",{"v":0.2,"d":"20.00%"},188.38,188.38,{"v":0,"d":"0.00"},{"v":0,"d":"0.0000%"},"I","ANG, KAR, RAT",90183900]
[1976,"XB14.22","X01712","P65727,P65728","Drôt vodiaci PTCA NEO'S, SION","Pre perkutánnu koronárnu intervenciu","ASH","JP","ks",{"v":0.2,"d":"20.00%"},{"v":193.3,"d":"193.30"},{"v":193.3,"d":"193.30"},{"v":0,"d":"0.00"},{"v":0,"d":"0.0000%"},"I","ANG, KAR, RAT",90183900]
[1977,"XB14.22","X01016","P85129,P85057,P72292,P52660,P72291,P52661,P75006","Zinger, Thunder, Cougar, Persuader, PTFE coated","veľkosť: 180 - 300 cm","MDC","US","ks",{"v":0.2,"d":"20.00%"},193.91,193.91,{"v":0,"d":"0.00"},{"v":0,"d":"0.0000%"},"I","ANG, KAR, RAT",90189084]
[1978,"XB14.22","X00930","P38879,P38881,P38886,P38888,P60969","Mikrovodič angiograf. Riaditeľný - SHINOBI™, STABILIZER™, REFLEX™, WIZDOM™, ATW™","rôzne typy","CDS-US","US","ks",{"v":0.2,"d":"20.00%"},200.86,200.86,{"v":0,"d":"0.00"},{"v":0,"d":"0.0000%"},"I","ANG, KAR, RAT",90183900]
[1979,"XB14.22","X04893","P99148","Drôt vodiaci Fighter","rôzne rozmery","BSC","US","ks",{"v":0.2,"d":"20.00%"},202.46,202.46,{"v":0,"d":"0.00"},{"v":0,"d":"0.0000%"},"I","ANG, KAR, RAT",90183900]
[1980,"XB14.22","X00925","P34349,P52762","Drôty vodiace PTCA Guide Wire CROSSWIRE, CROSWIRE NT","rovné, dĺžka 180 cm","TCJ","JP","ks",{"v":0.2,"d":"20.00%"},205.87,205.87,{"v":0,"d":"0.00"},{"v":0,"d":"0.0000%"},"I","ANG, KAR, RAT",90189085]
[1981,"XB14.22","X00935","P81052,P83900","Vodiaci drôt Magnum/Magnum J, vodiaci drôt Streamer",null,"XBT","CH","ks",{"v":0.2,"d":"20.00%"},208.12,208.12,{"v":0,"d":"0.00"},{"v":0,"d":"0.0000%"},"I","ANG, KAR, RAT",90180390]
[1982,"XB14.22","X05058","P96722","Drôt vodiaci PTCA ASAHI RG3","330cm, rovný","ASH","JP","ks",{"v":0.2,"d":"20.00%"},209.88,209.88,{"v":0,"d":"0.00"},{"v":0,"d":"0.0000%"},"I","ANG, KAR, RAT",90183900]
[1983,"XB14.22","X04487","P98170","Drôt vodiaci PTCA Rider s hydrofilnou povrchovou úpravou","rôzne modely","BAL","PL","ks",{"v":0.2,"d":"20.00%"},{"v":220,"d":"220.00"},{"v":220,"d":"220.00"},{"v":0,"d":"0.00"},{"v":0,"d":"0.0000%"},"I","ANG, KAR, RAT",90183900]
[1984,"XB14.22","X03144","P92696,P92737,P93178","Drôt vodiaci PTCA Asahi Gaia, Fielder, Sion Black","rôzne typy","ASH","JP","ks",{"v":0.2,"d":"20.00%"},241.27,241.27,{"v":0,"d":"0.00"},{"v":0,"d":"0.0000%"},"I","ANG, KAR, RAT",90183900]
[1985,"XB14.22","X03564","P94350","Vodič Hi-Torque VersaTurn / VersaTurn Flex / VersaTurn Ultraflex",null,"ABT","US","ks",{"v":0.2,"d":"20.00%"},{"v":250.8,"d":"250.80"},{"v":250.8,"d":"250.80"},{"v":0,"d":"0.00"},{"v":0,"d":"0.0000%"},"I","ANG, KAR, RAT",90183900]
[1986,"XB14.22","X04896","P99151","Drôt vodiaci Hornet / Hornet /10 Hornet 14","rôzne rozmery","BSC","US","ks",{"v":0.2,"d":"20.00%"},256.29,256.29,{"v":0,"d":"0.00"},{"v":0,"d":"0.0000%"},"I","ANG, KAR, RAT",90183900]
[1987,"XB14.22","X05098","P0988A","Drôt vodiaci JUDO 1 / JUDO 3 / JUDO 6","s hydrofilnou vrstvou; rôzne rozmery","BSC","US","ks",{"v":0.2,"d":"20.00%"},258.71,258.71,{"v":0,"d":"0.00"},{"v":0,"d":"0.0000%"},"I","ANG, KAR, RAT",90183900]
[1988,"XB14.22","X03687","P94741","Púzdro zavádzacie adaptívne Confida",null,"MDC","US","ks",{"v":0.2,"d":"20.00%"},{"v":310.2,"d":"310.20"},{"v":310.2,"d":"310.20"},{"v":0,"d":"0.00"},{"v":0,"d":"0.0000%"},"I","ANG, KAR, RAT",90183900]
[1989,"XB14.22","X00995","P77222","Drôt vodiaci CV CHoICE, Luge, Mailman, PT Graphix","rôzne modely, dĺžky a balenia","BSC","US","ks",{"v":0.2,"d":"20.00%"},{"v":316.8,"d":"316.80"},{"v":316.8,"d":"316.80"},{"v":0,"d":"0.00"},{"v":0,"d":"0.0000%"},"I","ANG, KAR, RAT",90183900]
[1990,"XB14.22","X03140","P92329","Drôt vodiaci Medtronic Confida Brecker Curve",null,"MDC","US","ks",{"v":0.2,"d":"20.00%"},{"v":330,"d":"330.00"},{"v":330,"d":"330.00"},{"v":0,"d":"0.00"},{"v":0,"d":"0.0000%"},"I","ANG, KAR, RAT",90189084]
[1991,"XB14.22","X00994","P77220,P77221","Drôt vodiaci PT2. Drôty vodiace koronárne Boston IQ","rôzne modely, dĺžky a balenia; invazívne výkony v koron. tepnách","BSC","US","ks",{"v":0.2,"d":"20.00%"},{"v":330,"d":"330.00"},{"v":330,"d":"330.00"},{"v":0,"d":"0.00"},{"v":0,"d":"0.0000%"},"I","ANG, KAR, RAT",90183900]
[1992,"XB14.22","X03485","P93638","Drôt vodiaci Safari","rôzne typy","LRM","US","ks",{"v":0.2,"d":"20.00%"},{"v":475.2,"d":"475.20"},{"v":475.2,"d":"475.20"},{"v":0,"d":"0.00"},{"v":0,"d":"0.0000%"},"I","ANG, KAR, RAT",90183900]
[1993,{"$nulls":3},"XB14.23 Trombextrakčné katétre pre koronárne riečisko",{"$nulls":10},{"v":1289.64,"d":"1,289.640000"},"ks"]
[1994,"XB14.23","X04466","P97399","Katéter Accura aspiračný UNBLOCKER","rôzne veľkosti","AUA","DE","ks",{"v":0.2,"d":"20.00%"},{"v":380,"d":"380.00"},{"v":380,"d":"380.00"},{"v":0,"d":"0.00"},{"v":0,"d":"0.0000%"},"I","KAR, RAT",90189084]
[1995,"XB14.23","X01073","P72362","Katéter aspiračný Export","French Export AP/ XP","MDC","US","ks",{"v":0.2,"d":"20.00%"},{"v":402.6,"d":"402.60"},{"v":402.6,"d":"402.60"},{"v":0,"d":"0.00"},{"v":0,"d":"0.0000%"},"I","KAR, RAT",90183900]
[1996,"XB14.23","X03019","P92739","Katéter na extrakciu trombov Capturer","rôzne veľkosti","LFV","ES","ks",{"v":0.2,"d":"20.00%"},467.28,467.28,{"v":0,"d":"0.00"},{"v":0,"d":"0.0000%"},"I","KAR, RAT",90183900]
[1997,"XB14.23","X02593","P92550","Katéter aspiračný Aspicath","rôzne rozmery","BIR","IL","ks",{"v":0.2,"d":"20.00%"},470.62,470.62,{"v":0,"d":"0.00"},{"v":0,"d":"0.0000%"},"I","KAR, RAT",90183900]
[1998,"XB14.23","X01019","P85235","Katéter trombektonický aspiračný ELT","ELT3-6/7FGC-140RX-ST","TCS","JP","ks",{"v":0.2,"d":"20.00%"},{"v":492,"d":"492.00"},{"v":492,"d":"492.00"},{"v":0,"d":"0.00"},{"v":0,"d":"0.0000%"},"I","KAR, RAT",90189085]
[1999,"XB14.23","X01020","P87700","Súprava aspiračných katétrov ASAP100 / ASAPLP",null,"MME","US","ks",{"v":0.2,"d":"20.00%"},{"v":496.6,"d":"496.60"},{"v":496.6,"d":"496.60"},{"v":0,"d":"0.00"},{"v":0,"d":"0.0000%"},"I","KAR, RAT",9018200]
[2000,"XB14.23","X03126","P91687","Katéter aspiračný  SIS MEDICAL","rôzne druhy","SIS","SW","ks",{"v":0.2,"d":"20.00%"},496.86,496.86,{"v":0,"d":"0.00"},{"v":0,"d":"0.0000%"},"I","KAR, RAT",90183900]
[2001,"XB14.23","X01754","P88404","Tromboextrakčný katéter HUNTER","aspir.lumen distal 0,947mm2 / proximal 1,040mm2, dĺžka 140cm","IHT","ES","ks",{"v":0.2,"d":"20.00%"},{"v":529,"d":"529.00"},{"v":529,"d":"529.00"},{"v":0,"d":"0.00"},{"v":0,"d":"0.0000%"},"I","KAR, RAT",90183900]
[2002,"XB14.23","X02247","P90384","3 Flow Katéter odsávací","6F","XBT","CH","ks",{"v":0.2,"d":"20.00%"},{"v":567.6,"d":"567.60"},{"v":567.6,"d":"567.60"},{"v":0,"d":"0.00"},{"v":0,"d":"0.0000%"},"I","KAR, RAT",90180390]
[2003,"XB14.23","X03442","P82568,P82569,P82570,P82571,P91866,P91867","Katéter extrakčný, aspiračný Pronto","V4,035 inch,LP,QXT, XL,Short,rôzne veľkosti s príslušenstvom","VAI","US","ks",{"v":0.2,"d":"20.00%"},616.99,616.99,{"v":0,"d":"0.00"},{"v":0,"d":"0.0000%"},"I","KAR, RAT",90219090]
[2004,"XB14.23","X02409","P91901","Katéter aspiračný STENTYS AC","6F a 7F","SSS","FR","ks",{"v":0.2,"d":"20.00%"},{"v":669,"d":"669.00"},{"v":669,"d":"669.00"},{"v":0,"d":"0.00"},{"v":0,"d":"0.0000%"},"I","KAR, RAT",90183900]
[2005,"XB14.23","X01718","P82568","Katéter  extrakčný, aspiračný Pronto V3","s príslušenstvom","VAI","US","ks",{"v":0.2,"d":"20.00%"},740.97,740.97,{"v":0,"d":"0.00"},{"v":0,"d":"0.0000%"},"I","KAR, RAT",90219090]
[2006,"XB14.23","X02356","P91250","Katéter aspiračný Export Advance","Veľkosť 6F","MDC","US","ks",{"v":0.2,"d":"20.00%"},{"v":837.8,"d":"837.80"},{"v":837.8,"d":"837.80"},{"v":0,"d":"0.00"},{"v":0,"d":"0.0000%"},"I","KAR, RAT",90183900]
[2007,"XB14.23","X01713","P66110,P64958","Trombextrakčný katéter Angioguard","rôzne veľkosti a typy","CDS","US","ks",{"v":0.2,"d":"20.00%"},{"v":1289.64,"d":"1,289.64"},{"v":1289.64,"d":"1,289.64"},{"v":0,"d":"0.00"},{"v":0,"d":"0.0000%"},"I","KAR, RAT",90183900]
[2008,{"$nulls":3},"XB14.24 Mikrokatéter na otváranie úplných uzáverov koronárnych ciev",{"$nulls":10},{"v":1300.2,"d":"1,300.200000"},"ks"]
[2009,"XB14.24","X04737","P98517","Mikrokatéter M-CATH / M Cath Flexy","rôzne veľkosti","ACW","CH","ks",{"v":0.2,"d":"20.00%"},{"v":990,"d":"990.00"},{"v":990,"d":"990.00"},{"v":0,"d":"0.00"},{"v":0,"d":"0.0000%"},"I","KAR, RAT",90183900]
[2010,"XB14.24","X04018","P82602","Katéter podporný ASAHI Tornus","rôzne typy","ASH","JP","ks",{"v":0.2,"d":"20.00%"},{"v":1181.4,"d":"1,181.40"},{"v":1181.4,"d":"1,181.40"},{"v":0,"d":"0.00"},{"v":0,"d":"0.0000%"},"I","KAR, RAT",90183900]
[2011,"XB14.24","X04317","P96119","Mikrokatéter ASAHI Caravel","rôzne typy","ASH","JP","ks",{"v":0.2,"d":"20.00%"},{"v":1275,"d":"1,275.00"},{"v":1275,"d":"1,275.00"},{"v":0,"d":"0.00"},{"v":0,"d":"0.0000%"},"I","KAR, RAT",90183900]
[2012,"XB14.24","X03510","P83100","Mikrokatéter Corsair","rôzne dĺžky","ASH","JP","ks",{"v":0.2,"d":"20.00%"},{"v":1298.38,"d":"1,298.38"},{"v":1298.38,"d":"1,298.38"},{"v":0,"d":"0.00"},{"v":0,"d":"0.0000%"},"I","KAR, RAT",90183900]
[2013,"XB14.24","X05068","P99629","Mikrokatéter Mamba / Mamba Flex","rôzne rozmery","BSC","US","ks",{"v":0.2,"d":"20.00%"},{"v":1300.19,"d":"1,300.19"},{"v":1300.19,"d":"1,300.19"},{"v":0,"d":"0.00"},{"v":0,"d":"0.0000%"},"I","KAR, RAT",90183900]
[2014,{"$nulls":3},"XB14.24.1 Disekčný balón pre CTO",{"$nulls":10},{"v":1425.03,"d":"1,425.030000"},"ks"]
[2015,"XB14.24.1","X05001","P94510","Katéter CrossBoss","zavádzací","BSC","US","ks",{"v":0.2,"d":"20.00%"},{"v":1386.62,"d":"1,386.62"},{"v":1386.62,"d":"1,386.62"},{"v":0,"d":"0.00"},{"v":0,"d":"0.0000%"},"I","KAR, RAT",90183900]
[2016,"XB14.24.1","X04958","P94511","Katéter Stingray / Stingray LP","zavádzací, balónikový","BSC","US","ks",{"v":0.2,"d":"20.00%"},{"v":1425.03,"d":"1,425.03"},{"v":1425.03,"d":"1,425.03"},{"v":0,"d":"0.00"},{"v":0,"d":"0.0000%"},"I","KAR, RAT",90183900]
[2017,{"$nulls":3},"XB14.24.2 Disekčný vodič pre CTO",{"$nulls":10},{"v":784.83,"d":"784.830000"},"ks"]
[2018,"XB14.24.2","X04959","P94512,P94513","Drôt vodiaci Stingray, Drôt predlžovací Stingray","s hydrofilným povrchom, zavádzací","BSC","US","ks",{"v":0.2,"d":"20.00%"},784.83,784.83,{"v":0,"d":"0.00"},{"v":0,"d":"0.0000%"},"I","KAR, RAT",90183900]
[2019,{"$nulls":3},"XB14.25 Systém zavádzačov a vodičov pre transseptálnu punkciu",{"$nulls":10},{"v":265.4,"d":"265.400000"},"set"]
[2020,"XB14.25","X03458","P91063","Katéter balónikový septostomický Rashkind","6F / 50cm / balónikový septostomický katéter","MDT","US","set",{"v":0.1,"d":"10.00%"},164.08,164.08,{"v":0,"d":"0.00"},{"v":0,"d":"0.0000%"},"I","KAR, RAT",90183900]
[2021,"XB14.25","X05056","P95255","Zavádzač transseptálny HeartSpan","fixný","MME","US","set",{"v":0.2,"d":"20.00%"},240.03,240.03,{"v":0,"d":"0.00"},{"v":0,"d":"0.0000%"},"I","KAR, RAT",90183900]
[2022,"XB14.25","X04927","P87975","Zavádzač transseptálny TSX s fixným zakrivením","rôzne typy a veľkosti","MME","US","ks",{"v":0.2,"d":"20.00%"},{"v":251.2,"d":"251.20"},{"v":251.2,"d":"251.20"},{"v":0,"d":"0.00"},{"v":0,"d":"0.0000%"},"I","KAR, RAT",90183900]
[2023,"XB14.25","X05343","P1457A","Drôt vodiaci transeptálny SafeSept","SS-135","PSU","US","ks",{"v":0.2,"d":"20.00%"},263.18,263.18,{"v":0,"d":"0.00"},{"v":0,"d":"0.0000%"},"I","KAR, RAT",90183900,11432]
[2024,"XB14.25","X01411","P39822,P83729,P60506","Transseptálne zavádzače St. Jude Medical","Fast -Cath: 6, 7, 8, 8.5, 10 F, 45, 60, 61, 62, 63 cm, Mullins, Fast-Cath Swartz a Swartz, 8, 8.5, 10 F, SL0, SL1, SL2, SL3, SL4, LAMP 45, LAMP 90, LAMP 135. V balení je zavádzač, dilatátor a vodič.","SJM","US","set",{"v":0.2,"d":"20.00%"},{"v":265.4,"d":"265.40"},{"v":265.4,"d":"265.40"},{"v":0,"d":"0.00"},{"v":0,"d":"0.0000%"},"I","KAR, RAT",90183900]
[2025,{"$nulls":3},"XB14.25.1 Systém zavádzačov a vodičov pre transseptálnu punkciu ovládateľný",{"$nulls":10},{"v":1214.4,"d":"1,214.400000"},"set"]
[2026,"XB14.25.1","X04941","P96781","Súprava ovládateľného zavádzača Zurpaz",null,"CRX","IE","ks",{"v":0.2,"d":"20.00%"},974.56,974.56,{"v":0,"d":"0.00"},{"v":0,"d":"0.0000%"},"I","KAR, RAT",90183900]
[2027,"XB14.25.1","X03816","P95255","Zavádzač transseptálny HeartSpan","ovládateľný","MME","US","set",{"v":0.2,"d":"20.00%"},{"v":1143.07,"d":"1,143.07"},{"v":1143.07,"d":"1,143.07"},{"v":0,"d":"0.00"},{"v":0,"d":"0.0000%"},"I","KAR, RAT",90183190]
[2028,"XB14.25.1","X03308","P53358","Ovládateľný transseptálny zavádzač MobiCath","MobiCath Small Curve, MobiCath Large Curve","BW","US","set",{"v":0.2,"d":"20.00%"},{"v":1150,"d":"1,150.00"},{"v":1150,"d":"1,150.00"},{"v":0,"d":"0.00"},{"v":0,"d":"0.0000%"},"I","KAR, RAT",90183190]
[2029,"XB14.25.1","X05051","P87962","Zavádzač Channel","smerovo ovládateľný, 8F / 9F","GBM","US","ks",{"v":0.2,"d":"20.00%"},{"v":1193.4,"d":"1,193.40"},{"v":1193.4,"d":"1,193.40"},{"v":0,"d":"0.00"},{"v":0,"d":"0.0000%"},"I","KAR, RAT",90183900]
[2030,"XB14.25.1","X04738","P98720","Zavádzač Senovo Bi-flex","rôzne typy a rozmery (bez aj s vodiacim drôtom)","OSI","US","ks",{"v":0.2,"d":"20.00%"},{"v":1200,"d":"1,200.00"},{"v":1200,"d":"1,200.00"},{"v":0,"d":"0.00"},{"v":0,"d":"0.0000%"},"I","KAR, RAT",90215000]
[2031,"XB14.25.1","X05083","P99562","Zavádzac dvojsmerný CARTO VIZIGO","velkost 8.5F; rôzne typy","BWE","US","ks",{"v":0.2,"d":"20.00%"},{"v":1204.68,"d":"1,204.68"},{"v":1204.68,"d":"1,204.68"},{"v":0,"d":"0.00"},{"v":0,"d":"0.0000%"},"I","KAR, RAT",90183900]
[2032,"XB14.25.1","X04880","P99821","Zavádzač ovládateľný s otočnou rukoväťou",null,"CDF","US","ks",{"v":0.2,"d":"20.00%"},{"v":1213.08,"d":"1,213.08"},{"v":1213.08,"d":"1,213.08"},{"v":0,"d":"0.00"},{"v":0,"d":"0.0000%"},"I","KAR, RAT",90183900]
[2033,"XB14.25.1","X01021","P71912","Ovládateľný transseptálny zavádzač St. Jude Medical","Agilis NxT: 8.5 F,40-82 cm, Small Curl, Medium Curl, Large Curl. V balení je zavádzač, dilatátor a vodič.","SJM","US","set",{"v":0.2,"d":"20.00%"},{"v":1214.4,"d":"1,214.40"},{"v":1214.4,"d":"1,214.40"},{"v":0,"d":"0.00"},{"v":0,"d":"0.0000%"},"I","KAR, RAT",90183900]
[2034,{"$nulls":3},"XB14.25.2 Systém zavádzačov a vodičov pre transvenózne zavádzanie intrakardiálnych katétrov alebo elektród, ovládateľný",{"$nulls":10},{"v":1914,"d":"1,914.000000"},"ks"]
[2035,"XB14.25.2","X05292","P1648A","Katéter ovládateľný Agilis HisPro s elektródami","DS3H010-38","SJM","US","ks",{"v":0.2,"d":"20.00%"},{"v":1914,"d":"1,914.00"},{"v":1914,"d":"1,914.00"},{"v":0,"d":"0.00"},{"v":0,"d":"0.0000%"},"I","KAR, RAT",90183900]
[2036,{"$nulls":3},"XB14.26 Transseptálna  ihla pre punkciu septa ľavej predsiene",{"$nulls":10},{"v":422.4,"d":"422.400000"},"ks"]
[2037,"XB14.26","X03817","P95256","Ihla transseptálna HeartSpan","rôzne modely","MME","US","ks",{"v":0.2,"d":"20.00%"},265.73,265.73,{"v":0,"d":"0.00"},{"v":0,"d":"0.0000%"},"I","KAR, RAT",90183900]
[2038,"XB14.26","X01124","P73481","Ihla transseptálna","rôzne typy a veľkosti","MME","US","ks",{"v":0.2,"d":"20.00%"},{"v":339,"d":"339.00"},{"v":339,"d":"339.00"},{"v":0,"d":"0.00"},{"v":0,"d":"0.0000%"},"I","KAR, RAT",90183900]
[2039,"XB14.26","X01025","P78213","Brockenbrough needle","Zahnutá Brockenbrough ihla (adult, pediatric)","MDC","US","ks",{"v":0.2,"d":"20.00%"},339.24,339.24,{"v":0,"d":"0.00"},{"v":0,"d":"0.0000%"},"I","KAR, RAT",90183210]
[2040,"XB14.26","X01478","P88049","ihla trasseptálna NRG","sterilný katéter, neresterilizovateľný, v 1 bal. 1 ks, dĺžka 71-98 cm","BLS-CA","CA","ks",{"v":0.2,"d":"20.00%"},417.12,417.12,{"v":0,"d":"0.00"},{"v":0,"d":"0.0000%"},"I","KAR, RAT",90183900]
[2041,"XB14.26","X01024","P39827","BRK transseptálna ihla","rôzne veľkosti a rôzne zakrivenia","SJM","US","ks",{"v":0.2,"d":"20.00%"},{"v":422.4,"d":"422.40"},{"v":422.4,"d":"422.40"},{"v":0,"d":"0.00"},{"v":0,"d":"0.0000%"},"I","KAR, RAT",90183900]
[2042,{"$nulls":3},"XB14.27 Transseptálny punkčný vodič  pre radiofrekvenčnú punkciu septa ľavej predsiene",{"$nulls":10},{"v":179.34,"d":"179.340000"},"ks"]
[2043,"XB14.27","X01026","P39047","Pošvičky zavádzacie Preface®","k el.fyziologickým katétrom","BIOSENSE","US","ks",{"v":0.2,"d":"20.00%"},179.34,179.34,{"v":0,"d":"0.00"},{"v":0,"d":"0.0000%"},"I","KAR, RAT",90183900]
[2044,{"$nulls":3},"XB14.28.1 Diagnostické katétre pre kardiovaskulárnu diagnostiku",{"$nulls":10},{"v":135.96,"d":"135.960000"},"ks"]
[2045,"XB14.28.1","X01034","P74376","Diagnostický katéter Angiodyn","pre kardiovaskulárnu diagnostiku, F4, F5, F6 dĺžka 100-130cm","PIN","NL","ks",{"v":0.2,"d":"20.00%"},{"v":21,"d":"21.00"},{"v":21,"d":"21.00"},{"v":0,"d":"0.00"},{"v":0,"d":"0.0000%"},"I","ANG, KAR, RAT",90183900]
[2046,"XB14.28.1","X01031","P52759,P60861","Katétre angiografické Radifocus OPTITORQUE, OUTLOOK","zavádzacie a dilatačné, rôzne typy, hrúbky a dĺžky","TCJ","BE","ks",{"v":0.2,"d":"20.00%"},22.59,22.59,{"v":0,"d":"0.00"},{"v":0,"d":"0.0000%"},"I","ANG, KAR, RAT",90189085]
[2047,"XB14.28.1","X01033","P59601","Katétre kardiovaskulárne MERIT Performa","diagnostické","MME","US","ks",{"v":0.2,"d":"20.00%"},29.83,29.83,{"v":0,"d":"0.00"},{"v":0,"d":"0.0000%"},"I","ANG, KAR, RAT",9018200]
[2048,"XB14.28.1","X01253","P82719","Diagnostický katéter Ruby-Line","diagnostický katéter dostupný v širokej škále kombinácií priemerů a zakrivení špičky","BTQ","TW","ks",{"v":0.2,"d":"20.00%"},32.87,32.87,{"v":0,"d":"0.00"},{"v":0,"d":"0.0000%"},"I","ANG, KAR, RAT",90183900]
[2049,"XB14.28.1","X01249","P76680","Diagnostický katéter AngioFLOW","4-7F, rozné dlžky a tvary hrotu","KML","GB","ks",{"v":0.2,"d":"20.00%"},34.12,34.12,{"v":0,"d":"0.00"},{"v":0,"d":"0.0000%"},"I","ANG, KAR, RAT",90183900]
[2050,"XB14.28.1","X01032","P38426,P39052,P39053","Katétre angiografické Cordis Infiniti®, SuperTorque® Plus, HIGHFLoW™","diagnostické, rôzne typy","CDS-US","US","ks",{"v":0.2,"d":"20.00%"},34.12,34.12,{"v":0,"d":"0.00"},{"v":0,"d":"0.0000%"},"I","ANG, KAR, RAT",90183900]
[2051,"XB14.28.1","X04164","P96371","Diagnostický angiografický katéter DxTerity","rôzne modely a veľkosti","MDT","US","ks",{"v":0.2,"d":"20.00%"},{"v":44.5,"d":"44.50"},{"v":44.5,"d":"44.50"},{"v":0,"d":"0.00"},{"v":0,"d":"0.0000%"},"I","ANG, KAR, RAT",90183900]
[2052,"XB14.28.1","X00912","P34916","Katéter koronárny angiografický Impulse","Boston, rôzne modely","BSC","US","ks",{"v":0.2,"d":"20.00%"},{"v":52.8,"d":"52.80"},{"v":52.8,"d":"52.80"},{"v":0,"d":"0.00"},{"v":0,"d":"0.0000%"},"I","ANG, KAR, RAT",90183900]
[2053,"XB14.28.1","X01027","P87375","Katéter angiografický AngioDynamics - obchodný názov AccuVu merací katéter","pre koronárne a periférne vaskulárne aplikácie ,diagnostický, rôzne typy","AGD US01","US","ks",{"v":0.2,"d":"20.00%"},93.79,93.79,{"v":0,"d":"0.00"},{"v":0,"d":"0.0000%"},"I","ANG, KAR, RAT",90183900]
[2054,"XB14.28.1","X03519","P33616","Katéter koronárny a periférny zavádzací Launcher, Sherpa","rôzne modely a veľkosti","MDT","US","ks",{"v":0.2,"d":"20.00%"},135.96,135.96,{"v":0,"d":"0.00"},{"v":0,"d":"0.0000%"},"I","ANG, KAR, RAT",90189085]
[2055,{"$nulls":3},"XB14.28.2 Vodiace katétre pre  kardiovaskulárne intervencie",{"$nulls":10},{"v":574,"d":"574.000000"},"ks"]
[2056,"XB14.28.2","X01035","P85296","Katétre vodiace kardiovaskulárne MERIT","Concierge","MME","US","ks",{"v":0.2,"d":"20.00%"},114.84,114.84,{"v":0,"d":"0.00"},{"v":0,"d":"0.0000%"},"I","ANG, KAR, RAT",9018200]
[2057,"XB14.28.2","X03146","P92734","Vodiaci katéter Climber",null,"PIN","NL","ks",{"v":0.2,"d":"20.00%"},{"v":117.6,"d":"117.60"},{"v":117.6,"d":"117.60"},{"v":0,"d":"0.00"},{"v":0,"d":"0.0000%"},"I","ANG, KAR, RAT",90189084]
[2058,"XB14.28.2","X04928","P89294","Katéter vodiaci Convey","s hydrofilným povrchom; rôzne typy a veľkosti","PIN","NL","ks",{"v":0.2,"d":"20.00%"},125.45,125.45,{"v":0,"d":"0.00"},{"v":0,"d":"0.0000%"},"I","ANG, KAR, RAT",90183900]
[2059,"XB14.28.2","X03077","P77569","Vodiaci katéter Heartrail",null,"TCJ","JP","ks",{"v":0.2,"d":"20.00%"},125.47,125.47,{"v":0,"d":"0.00"},{"v":0,"d":"0.0000%"},"I","ANG, KAR, RAT",90189084]
[2060,"XB14.28.2","X03374","P88656","Katéter vodiaci PTCA ZenyteEX","rôzne typy","ASH","JP","ks",{"v":0.2,"d":"20.00%"},132.77,132.77,{"v":0,"d":"0.00"},{"v":0,"d":"0.0000%"},"I","ANG, KAR, RAT",90183900]
[2061,"XB14.28.2","X05235","P1694A","Mikrokatéter koronárny Navitian","rôzne veľkosti","LFV","ES","ks",{"v":0.2,"d":"20.00%"},155.76,155.76,{"v":0,"d":"0.00"},{"v":0,"d":"0.0000%"},"I","ANG, KAR, RAT",90183900]
[2062,"XB14.28.2","X04069","P96121","Katéter vodiaci koronárny ASAHI Hyperion","rôzne typy","ASH","JP","ks",{"v":0.2,"d":"20.00%"},{"v":166.8,"d":"166.80"},{"v":166.8,"d":"166.80"},{"v":0,"d":"0.00"},{"v":0,"d":"0.0000%"},"I","ANG, KAR, RAT",90183900]
[2063,"XB14.28.2","X01735","P89403","QuickCross","podporné katétre, rôzne krivky, 1,5-3,5F, 65-150cm","SPA","US","ks",{"v":0.2,"d":"20.00%"},169.55,169.55,{"v":0,"d":"0.00"},{"v":0,"d":"0.0000%"},"I","ANG, KAR, RAT",90183190]
[2064,"XB14.28.2","X03351","P76173","Katéter vodiaci PTCA Sheathless Eucath ","rôzne modely a veľkosti","ASH","JP","ks",{"v":0.2,"d":"20.00%"},200.63,200.63,{"v":0,"d":"0.00"},{"v":0,"d":"0.0000%"},"I","ANG, KAR, RAT",90183900]
[2065,"XB14.28.2","X03814","P95250","Katéter predlžovací vodiaci Guidion",null,"ISL","NL","ks",{"v":0.2,"d":"20.00%"},{"v":396,"d":"396.00"},{"v":396,"d":"396.00"},{"v":0,"d":"0.00"},{"v":0,"d":"0.0000%"},"I","ANG, KAR, RAT",90183900]
[2066,"XB14.28.2","X03765","P91987","Katéter vodiaci podporný NHancer Pro X","hydrofilný, rôzne dĺžky","ISL","NL","ks",{"v":0.2,"d":"20.00%"},{"v":396,"d":"396.00"},{"v":396,"d":"396.00"},{"v":0,"d":"0.00"},{"v":0,"d":"0.0000%"},"I","ANG, KAR, RAT",90183900]
[2067,"XB14.28.2","X05200","P1343A","Katéter predlžovací podporný vodiaci QXM","Dĺžka 150 cm, veľkosti 5 Fr, 5,5 Fr, 6 Fr a 7 F","QXM","US","ks",{"v":0.2,"d":"20.00%"},{"v":473.5,"d":"473.50"},{"v":473.5,"d":"473.50"},{"v":0,"d":"0.00"},{"v":0,"d":"0.0000%"},"I","ANG, KAR, RAT",90183900]
[2068,"XB14.28.2","X04929","P91160","Katéter predlžovací Guidezilla / Guidezilla II / Guidezilla II LONG","vodiaci; rôzne modely","BSC","US","ks",{"v":0.2,"d":"20.00%"},512.99,512.99,{"v":0,"d":"0.00"},{"v":0,"d":"0.0000%"},"I","ANG, KAR, RAT",90183900]
[2069,"XB14.28.2","X05022","P99741","Katéter predlžovací vodiaci Telescope","modely TELE6F, TELE7F","MDC","US","ks",{"v":0.2,"d":"20.00%"},513.48,513.48,{"v":0,"d":"0.00"},{"v":0,"d":"0.0000%"},"I","ANG, KAR, RAT",90183900]
[2070,"XB14.28.2","X01723","P85024","Katéter  predlžovací vodiaci GuideLiner","kardiologický/rádiologický","VAI","US","ks",{"v":0.2,"d":"20.00%"},{"v":514.8,"d":"514.80"},{"v":514.8,"d":"514.80"},{"v":0,"d":"0.00"},{"v":0,"d":"0.0000%"},"I","ANG, KAR, RAT",90219090]
[2071,"XB14.28.2","X03082","P82360","Mikrokatéter Finecross MG","hydrofilný, rôzne dĺžky","TCJ","JP","ks",{"v":0.2,"d":"20.00%"},567.01,567.01,{"v":0,"d":"0.00"},{"v":0,"d":"0.0000%"},"I","ANG, KAR, RAT",90189084]
[2072,"XB14.28.2","X03830","P72937,P81353","Katéter vodiaci RunWay. Katéter vodiaci koronárny Mach 1.","Rôzne modely a dĺžky. Rôzne modely.","BSC","US","ks",{"v":0.2,"d":"20.00%"},{"v":574,"d":"574.00"},{"v":574,"d":"574.00"},{"v":0,"d":"0.00"},{"v":0,"d":"0.0000%"},"I","ANG, KAR, RAT",90183900]
[2073,{"$nulls":3},"XB14.29 Sonda pre intrakardiálne ultrazvuky pre zobrazenie dutín srdca",{"$nulls":10},{"v":4232.3,"d":"4,232.300000"},"ks"]
[2074,"XB14.29","X04835","P96278","Sonda ultrazvuková zobrazovacia Medistim, série PS,PV","rôzne typy","MMJ","NO","ks",{"v":0.2,"d":"20.00%"},{"v":3128.4,"d":"3,128.40"},{"v":3128.4,"d":"3,128.40"},{"v":0,"d":"0.00"},{"v":0,"d":"0.0000%"},"I","CCH, CHI, KAR, KCH, RAT",90189084]
[2075,"XB14.29","X01037","P80572","Katéter zobrazovací SoundStar 3D","UZV diagnostika","BIOSENSE","US","ks",{"v":0.2,"d":"20.00%"},{"v":3549.1,"d":"3,549.10"},{"v":3549.1,"d":"3,549.10"},{"v":0,"d":"0.00"},{"v":0,"d":"0.0000%"},"I","CCH, CHI, KAR, KCH, RAT",90183900]
[2076,"XB14.29","X03500","P94091","ViewFlex Xtra ICE","ultazvukový katéter","IBI","US","ks",{"v":0.2,"d":"20.00%"},{"v":3549.1,"d":"3,549.10"},{"v":3549.1,"d":"3,549.10"},{"v":0,"d":"0.00"},{"v":0,"d":"0.0000%"},"I","CCH, CHI, KAR, KCH, RAT",90183900]
[2077,"XB14.29","X01036","P80352,P80353","Katéter UZV AcuNav","UZV diagnostika","SAT-US-0","US","ks",{"v":0.2,"d":"20.00%"},{"v":4232.3,"d":"4,232.30"},{"v":4232.3,"d":"4,232.30"},{"v":0,"d":"0.00"},{"v":0,"d":"0.0000%"},"I","CCH, CHI, KAR, KCH, RAT",90183900]
[2078,{"$nulls":3},"XB14.30 Katéter pre intravaskulárnu sonografiu",{"$nulls":10},{"v":1461.87,"d":"1,461.870000"},"ks"]
[2079,"XB14.30","X04783","P96986","Drôt vodiaci na meranie krvného tlaku Verrata Plus","hemodynamické informácie pre diagnostiku a liečbu ochorenia ciev","VOL","US","ks",{"v":0.2,"d":"20.00%"},856.09,856.09,{"v":0,"d":"0.00"},{"v":0,"d":"0.0000%"},"I","ANG, KAR, RAT",90183900]
[2080,"XB14.30","X03555","P92574","Drôt vodiaci Verrata","so sondou na meranie tlaku, rôzne modely","VOL","US","ks",{"v":0.2,"d":"20.00%"},861.45,861.45,{"v":0,"d":"0.00"},{"v":0,"d":"0.0000%"},"I","ANG, KAR, RAT",90183900]
[2081,"XB14.30","X04869","P99633","Drôt vodiaci tlakový OptoWire Deux","F1011","OSN-CA","CA","ks",{"v":0.2,"d":"20.00%"},{"v":1060,"d":"1,060.00"},{"v":1060,"d":"1,060.00"},{"v":0,"d":"0.00"},{"v":0,"d":"0.0000%"},"I","ANG, KAR, RAT",90183900]
[2082,"XB14.30","X05294","P2552A","Drôt vodiaci OmniWire Pressure","89185 / 89185J","VOL","US","ks",{"v":0.2,"d":"20.00%"},{"v":1070.04,"d":"1,070.04"},{"v":1070.04,"d":"1,070.04"},{"v":0,"d":"0.00"},{"v":0,"d":"0.0000%"},"I","ANG, KAR, RAT",90183900]
[2083,"XB14.30","X05000","P90433","Katéter digitálny IVUS","Visions PV.35","VOL","US","ks",{"v":0.2,"d":"20.00%"},{"v":1070.04,"d":"1,070.04"},{"v":1070.04,"d":"1,070.04"},{"v":0,"d":"0.00"},{"v":0,"d":"0.0000%"},"I","ANG, KAR, RAT",90183900]
[2084,"XB14.30","X04987","P77742","Katéter Visions Intravascular Ultrasound Imaging Catheter Family","pre intravaskulárne zobrazovanie ultrazvukom","VOL","US","ks",{"v":0.2,"d":"20.00%"},{"v":1070.04,"d":"1,070.04"},{"v":1070.04,"d":"1,070.04"},{"v":0,"d":"0.00"},{"v":0,"d":"0.0000%"},"I","ANG, KAR, RAT",90183900]
[2085,"XB14.30","X05293","P2145A","Katéter Visions PV.014 RX Digital IVUS","pre intravaskulárne zobrazovanie ultrazvukom","VOL","US","ks",{"v":0.2,"d":"20.00%"},{"v":1073.53,"d":"1,073.53"},{"v":1073.53,"d":"1,073.53"},{"v":0,"d":"0.00"},{"v":0,"d":"0.0000%"},"I","ANG, KAR, RAT",90183900]
[2086,"XB14.30","X04932","P96172","Drôt vodiaci tlakový Comet","rôzne rozmery","BSC","US","ks",{"v":0.2,"d":"20.00%"},{"v":1079.48,"d":"1,079.48"},{"v":1079.48,"d":"1,079.48"},{"v":0,"d":"0.00"},{"v":0,"d":"0.0000%"},"I","ANG, KAR, RAT",90183900]
[2087,"XB14.30","X04051","P96061","PressureWire X","vodič tlakový","SJM","US","ks",{"v":0.2,"d":"20.00%"},{"v":1080.38,"d":"1,080.38"},{"v":1080.38,"d":"1,080.38"},{"v":0,"d":"0.00"},{"v":0,"d":"0.0000%"},"I","ANG, KAR, RAT",90183900]
[2088,"XB14.30","X02400","P89717","Prime Wire Prestige Plus - tlakový vodiaci drôt",null,"VOL-USA","US","ks",{"v":0.2,"d":"20.00%"},{"v":1080.39,"d":"1,080.39"},{"v":1080.39,"d":"1,080.39"},{"v":0,"d":"0.00"},{"v":0,"d":"0.0000%"},"I","ANG, KAR, RAT",90183900]
[2089,"XB14.30","X04776","P90431","Katéter digitálny IVUS","Eagle Eye Platinum ST RX","VOL","US","ks",{"v":0.2,"d":"20.00%"},{"v":1202.31,"d":"1,202.31"},{"v":1202.31,"d":"1,202.31"},{"v":0,"d":"0.00"},{"v":0,"d":"0.0000%"},"I","ANG, KAR, RAT",90183900]
[2090,"XB14.30","X01040","P86033","Katéter zobrazovací Dragonfly OPTIS / Dragonfly OPTIS Kit","kardiovaskulárny; s príslušenstvom","ABT","US","ks",{"v":0.2,"d":"20.00%"},{"v":1214.4,"d":"1,214.40"},{"v":1214.4,"d":"1,214.40"},{"v":0,"d":"0.00"},{"v":0,"d":"0.0000%"},"I","ANG, KAR, RAT",90183900]
[2091,"XB14.30","X01038","P72243,P81354","Katétre UZV intravaskulár. koronárne Boston. Katéter UZV intravaskulárny Boston","Atlantis™ SR Pro - zobrazov. systém. Atlantis 018","BSC","US","ks",{"v":0.2,"d":"20.00%"},{"v":1214.4,"d":"1,214.40"},{"v":1214.4,"d":"1,214.40"},{"v":0,"d":"0.00"},{"v":0,"d":"0.0000%"},"I","ANG, KAR, RAT",90183900]
[2092,"XB14.30","X03672","P93686","Katéter ACIST Navvus/Navvus II na meranie intravaskulárneho tlaku","pre systém ACIST RXi, 5F-8F vodiace katétre, 0,36mm vodiaci drôt","ACD","US","ks",{"v":0.2,"d":"20.00%"},{"v":1287,"d":"1,287.00"},{"v":1287,"d":"1,287.00"},{"v":0,"d":"0.00"},{"v":0,"d":"0.0000%"},"I","ANG, KAR, RAT",90183900]
[2093,"XB14.30","X04823","P99451","Katéter zobrazovací Dualpro NIRS / IVUS","rôzne velkosti, pre systém Makoto NIRS / IVUS","IFR","US","ks",{"v":0.2,"d":"20.00%"},{"v":1301.89,"d":"1,301.89"},{"v":1301.89,"d":"1,301.89"},{"v":0,"d":"0.00"},{"v":0,"d":"0.0000%"},"I","ANG, KAR, RAT",90189084]
[2094,"XB14.30","X00996","P65419,P84296","Vodič tlakový Certus, vodič tlakový Aeris","0.014\", dĺžky 175-300cm","SJM","SE","ks",{"v":0.2,"d":"20.00%"},{"v":1316.86,"d":"1,316.86"},{"v":1316.86,"d":"1,316.86"},{"v":0,"d":"0.00"},{"v":0,"d":"0.0000%"},"I","ANG, KAR, RAT",90183900]
[2095,"XB14.30","X03972","P95872","Intravaskulárny ultrazvukový koronárny zobrazovací katéter ACIST Kodama","pre systém ACIST HDi; 3,2 Fr, 142 cm, 40 MHz/60 MHz","ACD","US","ks",{"v":0.2,"d":"20.00%"},{"v":1398,"d":"1,398.00"},{"v":1398,"d":"1,398.00"},{"v":0,"d":"0.00"},{"v":0,"d":"0.0000%"},"I","ANG, KAR, RAT",90183900]
[2096,"XB14.30","X00927","P87023","Eagle Eye® Platinum - digitálny katéter IVUS",null,"VOL-US","US","ks",{"v":0.2,"d":"20.00%"},{"v":1410.93,"d":"1,410.93"},{"v":1410.93,"d":"1,410.93"},{"v":0,"d":"0.00"},{"v":0,"d":"0.0000%"},"I","ANG, KAR, RAT",90183900]
[2097,"XB14.30","X03118","P90383","Systém zobrazovací TVC","so zavádzacím katétrom TVC Insight™ a príslušenstvom","IFR","US","ks",{"v":0.2,"d":"20.00%"},{"v":1440,"d":"1,440.00"},{"v":1440,"d":"1,440.00"},{"v":0,"d":"0.00"},{"v":0,"d":"0.0000%"},"I","ANG, KAR, RAT",90189084]
[2098,"XB14.30","X03552","P91435","Katéter na koronárne zobrazovanie OptiCross","rôzne typy","BSC","US","ks",{"v":0.2,"d":"20.00%"},{"v":1461.87,"d":"1,461.87"},{"v":1461.87,"d":"1,461.87"},{"v":0,"d":"0.00"},{"v":0,"d":"0.0000%"},"I","ANG, KAR, RAT",90183900]
[2099,{"$nulls":3},"XB14.31 Termodilučné katétre",{"$nulls":10},{"v":1386,"d":"1,386.000000"},"ks"]
[2100,"XB14.31","X04726","P97589","Sonda termodilučná Inntherm - súprava","pre kardiológiu","IOA","CZ","ks",{"v":0.2,"d":"20.00%"},{"v":1386,"d":"1,386.00"},{"v":1386,"d":"1,386.00"},{"v":0,"d":"0.00"},{"v":0,"d":"0.0000%"},"I","KAR, RAT",90183900]
[2101,{"$nulls":3},"XB14.32 Angiografický balónový katéter na mapovanie – CS – koronárneho  sínusu",{"$nulls":10},{"v":122.76,"d":"122.760000"},"ks"]
[2102,"XB14.32","X01041","P73405","ATTAIN VENOGRAM BALLOON","Balónový katéter na vénogramy, 6Fr, 80cm","MDC","US","ks",{"v":0.2,"d":"20.00%"},122.76,122.76,{"v":0,"d":"0.00"},{"v":0,"d":"0.0000%"},"I","KAR, RAT",90183900]
[2103,{"$nulls":3},"XB14.33.1 Set autotransfúzny špeciálny",{"$nulls":10},{"v":330,"d":"330.000000"},"set"]
[2104,"XB14.33.1","X03314","P70928","Súprava autotransfúzna Autolog","autológny set vrátane príslušenstva","MDC","US","set",{"v":0.2,"d":"20.00%"},{"v":279,"d":"279.00"},{"v":279,"d":"279.00"},{"v":0,"d":"0.00"},{"v":0,"d":"0.0000%"},"I","CCH, KCH",90189050]
[2105,"XB14.33.1","X03434","P71006","Autotransfúzny set k prístroju CellSaver 5/5+","nasávacia linka, základná súprava 125ml, zberná nádrž","HMN","US","set",{"v":0.2,"d":"20.00%"},{"v":329,"d":"329.00"},{"v":329,"d":"329.00"},{"v":0,"d":"0.00"},{"v":0,"d":"0.0000%"},"I","CCH, KCH",90219090]
[2106,"XB14.33.1","X03663","P86170,P86171,P86172","Autotransfúzna súprava, odsávacia hadička ATS, zberná nádržka ATR 120","Príslušenstvo ku autotransfúznemu prístroju C.A.T.S","FRS-DE","DE","set",{"v":0.2,"d":"20.00%"},{"v":330,"d":"330.00"},{"v":330,"d":"330.00"},{"v":0,"d":"0.00"},{"v":0,"d":"0.0000%"},"I","CCH, KCH",90189050]
[2107,"XB14.33.1","X02299","P38258,P86265,P86266","Autotransfúzny set","Autotransfúzny set vrátane príslušných dielov","SBI","IT","set",{"v":0.2,"d":"20.00%"},{"v":330,"d":"330.00"},{"v":330,"d":"330.00"},{"v":0,"d":"0.00"},{"v":0,"d":"0.0000%"},"I","CCH, KCH",90189050]
[2108,{"$nulls":3},"XB14.33.2 Set autotransfúzny",{"$nulls":10},{"v":206,"d":"206.000000"},"set"]
[2109,"XB14.33.2","X03120","P90771","Systém transfúzny autológny CELL TRANS","AB 300-14 PUR","SUI-GB","UK","set",{"v":0.2,"d":"20.00%"},{"v":90,"d":"90.00"},{"v":90,"d":"90.00"},{"v":0,"d":"0.00"},{"v":0,"d":"0.0000%"},"I","NCH, ORT, UCH",90330000]
[2110,"XB14.33.2","X03521","P86048","Systém autotransfúzny postoperačný ORTHO P.A.S. EU 3140/A s príslušenstvom","Tukový separátor, reinfúzny vak 750ml, Goccia filter 40 mikrometrov","EUS","IT","set",{"v":0.2,"d":"20.00%"},100.32,100.32,{"v":0,"d":"0.00"},{"v":0,"d":"0.0000%"},"I","NCH, ORT, UCH",90330000]
[2111,"XB14.33.2","X03121","P90771,P77755","Systém transfúzny autológny CELL TRANS s príslušenstvom","AB 300-14 PUR, transfúzny filter EU 3050","SUI-GB","UK","set",{"v":0.2,"d":"20.00%"},{"v":118.5,"d":"118.50"},{"v":118.5,"d":"118.50"},{"v":0,"d":"0.00"},{"v":0,"d":"0.0000%"},"I","NCH, ORT, UCH",90330000]
[2112,"XB14.33.2","X03078","P77753","Systém transfúzny autológny CELL TRANS","AB 200-14 PUR","SUI-GB","UK","set",{"v":0.2,"d":"20.00%"},147.14,147.14,{"v":0,"d":"0.00"},{"v":0,"d":"0.0000%"},"I","NCH, ORT, UCH",90330000]
[2113,"XB14.33.2","X03079","P77753,P77755","Systém transfúzny autológny CELL TRANS s príslušenstvom","AB 200-14 PUR, transfúzny filter LFA 100","SUI-GB","UK","set",{"v":0.2,"d":"20.00%"},176.73,176.73,{"v":0,"d":"0.00"},{"v":0,"d":"0.0000%"},"I","NCH, ORT, UCH",90330000]
[2114,"XB14.33.2","X03433","P71004","Autotransfúzny set k prístroju OrthoPat","aspiračný, postoperačný, základný set, RBC vak","HMN","US","set",{"v":0.2,"d":"20.00%"},{"v":329,"d":"329.00"},{"v":206,"d":"206.00"},{"v":123,"d":"123.00"},{"v":0.37386,"d":"37.3860%"},"S","NCH, ORT, UCH",90219090]
[2115,{"$nulls":3},"XB14.34.1 Set extrakčný pre mechanickú extrakciu trvalých endokavitárnych stimulačných / defibrilačných elektród",{"$nulls":10},{"v":594,"d":"594.000000"},"set"]
[2116,"XB14.34.1","X03154","P93072","Set extrakčný pre mechanickú extrakciu","Súprava puzdier dilatátora SightRail","SPA","US","set",{"v":0.2,"d":"20.00%"},{"v":330,"d":"330.00"},{"v":330,"d":"330.00"},{"v":0,"d":"0.00"},{"v":0,"d":"0.0000%"},"I","KAR, RAT",90183190]
[2117,"XB14.34.1","X03359","P80379,P87696","Bulldog Lead Extender, Kompresná špirála One-Tie, Uzamykací stilet","Bulldog™ Lead Extender,  Liberator® uzamykací stilet s hrotom Beacon®, One-Tie kompresná špirála","COK","US","set",{"v":0.2,"d":"20.00%"},364.65,364.65,{"v":0,"d":"0.00"},{"v":0,"d":"0.0000%"},"I","KAR, RAT",90183900]
[2118,"XB14.34.1","X03371","P87695","Puzdrá pre stabilizáciu tkaniva Steadysheath Evolution","rôzne veľkosti","COK","US","set",{"v":0.2,"d":"20.00%"},{"v":517,"d":"517.00"},{"v":517,"d":"517.00"},{"v":0,"d":"0.00"},{"v":0,"d":"0.0000%"},"I","KAR, RAT",90183900]
[2119,"XB14.34.1","X01741","P90259,P90260","Katéter cievny zachytávací Lassos a Catcher s integrovanou slučkou alebo kliešťami","Modely Lassos 22792, 22793, Catcher 07091","DRK-DE","DE","set",{"v":0.2,"d":"20.00%"},{"v":594,"d":"594.00"},{"v":594,"d":"594.00"},{"v":0,"d":"0.00"},{"v":0,"d":"0.0000%"},"I","KAR, RAT",90189084]
[2120,{"$nulls":3},"XB14.34.2 Set extrakčný pre laserom alebo riadenou rotáciou asistovanú extrakciu trvalých endokavitárnych stimulačných / defibrilačných elektród",{"$nulls":10},{"v":2963.37,"d":"2,963.370000"},"set"]
[2121,"XB14.34.2","X03372","P87695,P92142","Dilatačné puzdrá Evolution","systém na odstraňovanie implantovaných stimulačných a defibrilačných elektród","COK","US","set",{"v":0.2,"d":"20.00%"},{"v":2912.8,"d":"2,912.80"},{"v":2912.8,"d":"2,912.80"},{"v":0,"d":"0.00"},{"v":0,"d":"0.0000%"},"I","KAR, RAT",90183900]
[2122,"XB14.34.2","X01043","P89301","SLS II, GlideLight","laserová extrakcia elektród, 12-16F","SPA","US","set",{"v":0.2,"d":"20.00%"},{"v":2963.37,"d":"2,963.37"},{"v":2963.37,"d":"2,963.37"},{"v":0,"d":"0.00"},{"v":0,"d":"0.0000%"},"I","KAR, RAT",90183190]
[2123,{"$nulls":3},"XB14.34.3 Set zaisťovací pre mechanickú alebo laserom asistovanú extrakciu trvalých endokavitárnych stimulačných / defibrilačných elektród",{"$nulls":10},{"v":1004.52,"d":"1,004.520000"},"set"]
[2124,"XB14.34.3","X02287","P89305","Zaisťovač elektród LLD","rôzne typy, dĺžky 65-85cm","SPA","US","set",{"v":0.2,"d":"20.00%"},{"v":1004.52,"d":"1,004.52"},{"v":1004.52,"d":"1,004.52"},{"v":0,"d":"0.00"},{"v":0,"d":"0.0000%"},"I","KAR, RAT",90183190]
[2125,{"$nulls":3},"XB14.35 Set pre endoskopický odber venózneho štepu s hadicou a filtrom na CO2",{"$nulls":10},{"v":884.4,"d":"884.400000"},"set"]
[2126,"XB14.35","X01283","P81481,P81451,P89950","Set pre endoskopický odber cievneho štepu Maquet","VASOVIEW HEMOPRO, VASOVIEW HEMOPRO 2","MQT","US","set",{"v":0.2,"d":"20.00%"},{"v":884.4,"d":"884.40"},{"v":884.4,"d":"884.40"},{"v":0,"d":"0.00"},{"v":0,"d":"0.0000%"},"I","CCH, KCH",90183900]
[2127,{"$nulls":3},"XB14.37 Uzatváracie zariadenia katetrizačného prístupu - pasívne",{"$nulls":10},{"v":72.6,"d":"72.600000"},"ks"]
[2128,"XB14.37","X04469","P97529","Manžeta na kompresiu radiálnej tepny IO","rôzne veľkosti","CDB","NL","ks",{"v":0.2,"d":"20.00%"},19.27,19.27,{"v":0,"d":"0.00"},{"v":0,"d":"0.0000%"},"I","ANG, KAR, RAT",90183900]
[2129,"XB14.37","X04295","P86477","Kompresné zariadenie radiálné Rayband","rôzne veľkosti","LEP","CN","ks",{"v":0.2,"d":"20.00%"},{"v":19.5,"d":"19.50"},{"v":19.5,"d":"19.50"},{"v":0,"d":"0.00"},{"v":0,"d":"0.0000%"},"I","ANG, KAR, RAT",90183900]
[2130,"XB14.37","X04933","P96634","Pomôcka vaskulárna kompresívna Safeguard / Safeguard Radial / Prelude SYNC","rôzne rozmery","MME","US","ks",{"v":0.2,"d":"20.00%"},{"v":21.5,"d":"21.50"},{"v":21.5,"d":"21.50"},{"v":0,"d":"0.00"},{"v":0,"d":"0.0000%"},"I","ANG, KAR, RAT",90189084]
[2131,"XB14.37","X03541","P89339","Radiálné kompresné zariadenie SEAL ONE",null,"PEO","FR","ks",{"v":0.2,"d":"20.00%"},21.78,21.78,{"v":0,"d":"0.00"},{"v":0,"d":"0.0000%"},"I","ANG, KAR, RAT",90183900]
[2132,"XB14.37","X04917","P0186A","Zariadenie uzatváracie kompresné Rising Band","radiálne","SZR","CN","ks",{"v":0.2,"d":"20.00%"},22.44,22.44,{"v":0,"d":"0.00"},{"v":0,"d":"0.0000%"},"I","ANG, KAR, RAT",90189084]
[2133,"XB14.37","X02873","P52775","TR Band - bandáž na transradiálny prístup","príslušenstvo ku katétrom","TCJ","JP","ks",{"v":0.2,"d":"20.00%"},23.09,23.09,{"v":0,"d":"0.00"},{"v":0,"d":"0.0000%"},"I","ANG, KAR, RAT",90189084]
[2134,"XB14.37","X02875","P57318","Radistop","Kompresná pomôcka pre transradiálne punkcie","SJM","US","ks",{"v":0.2,"d":"20.00%"},34.32,34.32,{"v":0,"d":"0.00"},{"v":0,"d":"0.0000%"},"I","ANG, KAR, RAT",90189084]
[2135,"XB14.37","X05016","P99452","Krytie na rany hemostatické Axiostat","na báze chitosanu","AXB","IN","ks",{"v":0.1,"d":"10.00%"},42.35,42.35,{"v":0,"d":"0.00"},{"v":0,"d":"0.0000%"},"I","ANG, KAR, RAT",30051090]
[2136,"XB14.37","X04162","P96341","Zariadenie na kompresiu TRAcelet","TRACL / TRACR","MDT","US","ks",{"v":0.2,"d":"20.00%"},46.99,46.99,{"v":0,"d":"0.00"},{"v":0,"d":"0.0000%"},"I","ANG, KAR, RAT",90189084]
[2137,"XB14.37","X02876","P57319","Femostop II Plus","Systém kompresný femorálny","SJM","US","ks",{"v":0.2,"d":"20.00%"},{"v":66,"d":"66.00"},{"v":66,"d":"66.00"},{"v":0,"d":"0.00"},{"v":0,"d":"0.0000%"},"I","ANG, KAR, RAT",90189084]
[2138,"XB14.37","X02985","P89344","Akcelerátor hemostázii s antiseptickým účinkom HEMCON","HemCon Patch (PRO)","HCT","US","ks",{"v":0.1,"d":"10.00%"},{"v":72.6,"d":"72.60"},{"v":72.6,"d":"72.60"},{"v":0,"d":"0.00"},{"v":0,"d":"0.0000%"},"I","ANG, KAR, RAT",30059010]
[2139,"XB14.37","X03083","P82531","Bandáž hemostatická D-Stat Dry","s obsahom trombínu, 10 ks","VAI","US","ks",{"v":0.2,"d":"20.00%"},{"v":88,"d":"88.00"},{"v":72.6,"d":"72.60"},{"v":15.4,"d":"15.40"},{"v":0.175,"d":"17.5000%"},"S","ANG, KAR, RAT",90189084]
[2140,{"$nulls":3},"XB14.38 Uzatváracie zariadenia katetrizačného prístupu - aktívne",{"$nulls":10},{"v":275.05,"d":"275.050000"},"ks"]
[2141,"XB14.38","X04030","P95092","Náplasť hemostatická Hematrix","sterilná","HMW","DE","ks",{"v":0.2,"d":"20.00%"},{"v":144,"d":"144.00"},{"v":144,"d":"144.00"},{"v":0,"d":"0.00"},{"v":0,"d":"0.0000%"},"I","ANG, KAR, RAT",30059099]
[2142,"XB14.38","X01044","P76193","PERCLOSE PROGLIDE sutúrový uzatvárací systém","jedna univerzálna veľkosť. Sutúrový uzatvárací systém pre uzatvorenie katetrizačného prístupu","ABT","US","ks",{"v":0.2,"d":"20.00%"},167.64,167.64,{"v":0,"d":"0.00"},{"v":0,"d":"0.0000%"},"I","ANG, KAR, RAT",90189084]
[2143,"XB14.38","X01739","P89978","Vaskulárne uzatváracie zariadenie CELT ACD","rozné priemery zavádzacého systému","VSO-IE","IE","ks",{"v":0.2,"d":"20.00%"},199.32,199.32,{"v":0,"d":"0.00"},{"v":0,"d":"0.0000%"},"I","ANG, KAR, RAT",90189084]
[2144,"XB14.38","X05073","P0392A","Súprava procedurálna Angiodroid","angiografické použitie","ANQ","IT","ks",{"v":0.2,"d":"20.00%"},{"v":211,"d":"211.00"},{"v":211,"d":"211.00"},{"v":0,"d":"0.00"},{"v":0,"d":"0.0000%"},"I","ANG, KAR, RAT",90183900]
[2145,"XB14.38","X02716","P92342","Uzatváracie zariadenie MynxGrip","rôzne priemery","AOU","US","ks",{"v":0.2,"d":"20.00%"},215.16,215.16,{"v":0,"d":"0.00"},{"v":0,"d":"0.0000%"},"I","ANG, KAR, RAT",90183900]
[2146,"XB14.38","X01047","P60508,P83256","AngioSeal","cievny uzáver, 6-8F","TCJ","US","ks",{"v":0.2,"d":"20.00%"},221.14,221.14,{"v":0,"d":"0.00"},{"v":0,"d":"0.0000%"},"I","ANG, KAR, RAT",90183900]
[2147,"XB14.38","X01048","P84295","FemoSeal","cievny uzáver","TCJ","US","ks",{"v":0.2,"d":"20.00%"},221.14,221.14,{"v":0,"d":"0.00"},{"v":0,"d":"0.0000%"},"I","ANG, KAR, RAT",90183900]
[2148,"XB14.38","X01046","P69753","STARCLOSE nitinolový klipový uzatvárací systém","jedna univerzálna veľkosť. Nitinolový svorkový uzatvárací systém pre uzatvorenie katetrizačného prístupu","ABT","US","ks",{"v":0.2,"d":"20.00%"},238.92,238.92,{"v":0,"d":"0.00"},{"v":0,"d":"0.0000%"},"I","ANG, KAR, RAT",90189084]
[2149,"XB14.38","X03502","P94265","FISH™ vaskulárny uzatvárací systém","ControlClose™, CombiClose™, rôzne veľkosti","MVV","US","ks",{"v":0.2,"d":"20.00%"},{"v":275,"d":"275.00"},{"v":275,"d":"275.00"},{"v":0,"d":"0.00"},{"v":0,"d":"0.0000%"},"I","ANG, KAR, RAT",90219090]
[2150,{"$nulls":3},"XB14.39 Uzatváracie zariadenia katetrizačného prístupu - špeciálne",{"$nulls":10},{"v":599.28,"d":"599.280000"},"ks"]
[2151,"XB14.39","X01045","P76194","PROSTAR sutúrový uzatvárací systém","jedna univerzálna veľkosť. Sutúrový uzatvárací systém pre uzatvorenie katetrizačného prístupu","ABT","US","ks",{"v":0.2,"d":"20.00%"},599.28,599.28,{"v":0,"d":"0.00"},{"v":0,"d":"0.0000%"},"I","ANG, KAR, RAT",90189084]
[2152,{"$nulls":3},"XB14.39.1 Uzatváracie systémy vaskulárne-špeciálne",{"$nulls":10},{"v":850,"d":"850.000000"},"ks"]
[2153,"XB14.39.1","X04754","P99135","Systém vaskulárny uzatvárací MANTA","rôzne typy, s príslušenstvom","ESS","FR","ks",{"v":0.2,"d":"20.00%"},{"v":850,"d":"850.00"},{"v":850,"d":"850.00"},{"v":0,"d":"0.00"},{"v":0,"d":"0.0000%"},"I","KAR, RAT",90189084]
[2154,{"$nulls":3},"XB14.40 Zavádzací set s príslušenstvom pre stimuláciu ľavej komory",{"$nulls":10},{"v":601.92,"d":"601.920000"},"ks"]
[2155,"XB14.40","X01050","P82989,P82990","CPS Duo","drôt vodiaci, styleta","SJM","US","ks",{"v":0.2,"d":"20.00%"},{"v":132,"d":"132.00"},{"v":132,"d":"132.00"},{"v":0,"d":"0.00"},{"v":0,"d":"0.0000%"},"I","KAR, RAT",90183900]
[2156,"XB14.40","X05040","P0718A","Katéter angiografický Worley","rôzne typy","MME","US","ks",{"v":0.2,"d":"20.00%"},242.55,242.55,{"v":0,"d":"0.00"},{"v":0,"d":"0.0000%"},"I","KAR, RAT",90183900]
[2157,"XB14.40","X03142","P92563","Zavádzací set ACUITY Pro","na zavádzanie stimulačnej elektródy do ľavej komory","BSC","US","ks",{"v":0.2,"d":"20.00%"},308.88,308.88,{"v":0,"d":"0.00"},{"v":0,"d":"0.0000%"},"I","KAR, RAT",90183900]
[2158,"XB14.40","X01049","P76299,P73503","CPS Direct, CPS Aim","katéter vonkajší (CPS Direct), katéter vnútorný (CPS Aim), rôzne dĺžky a zakrivenia","SJM","US","ks",{"v":0.2,"d":"20.00%"},309.62,309.62,{"v":0,"d":"0.00"},{"v":0,"d":"0.0000%"},"I","KAR, RAT",90183900]
[2159,"XB14.40","X01052","P88600,P70313","Systém zavádzací Selectra, ScoutPro ACS s príslušenstvom","na zavádzanie stimulačnej elektródy","XBT-DE","DE","ks",{"v":0.2,"d":"20.00%"},566.94,566.94,{"v":0,"d":"0.00"},{"v":0,"d":"0.0000%"},"I","KAR, RAT",90215000]
[2160,"XB14.40","X03818","P95257","Systém zavádzací Worley CSG","rôzne veľkosti","MME","US","ks",{"v":0.2,"d":"20.00%"},593.99,593.99,{"v":0,"d":"0.00"},{"v":0,"d":"0.0000%"},"I","KAR, RAT",90183900]
[2161,"XB14.40","X05232","P88600","Systém zavádzací Selectra 3D","rôzne typy; na zavádzanie stimulačnej elektródy","XBT","DE","ks",{"v":0.2,"d":"20.00%"},596.64,596.64,{"v":0,"d":"0.00"},{"v":0,"d":"0.0000%"},"I","KAR, RAT",90183900]
[2162,"XB14.40","X03819","P95257","Systém zavádzací Worley LVI","rôzne modely","MME","US","ks",{"v":0.2,"d":"20.00%"},{"v":599,"d":"599.00"},{"v":599,"d":"599.00"},{"v":0,"d":"0.00"},{"v":0,"d":"0.0000%"},"I","KAR, RAT",90183900]
[2163,"XB14.40","X02347","P73405","ATTAIN COMAND + SURVALVE","zavádzací systém do ľavej komory: 1 aplikačný katéter s integrovaným hemostatickým ventilom SureValve (Zoznam modelova ich popisy sú uvedené v návode na použitie, v časti Špecifikácie),1 vnútorný katéter, 2 pomôcky Valve Tool, dokumentáciu k produktu","MDC","US","ks",{"v":0.2,"d":"20.00%"},601.92,601.92,{"v":0,"d":"0.00"},{"v":0,"d":"0.0000%"},"I","KAR, RAT",90183900]
[2164,"XB14.40","X01051","P73405","Systém zavádzací pre stimuláciu komôr","zavádzací set pre stimuláciu ľavej komory: 1ks vodiaci drôt, 1ks ventil, 2ks zavádzacie katétre, 1ks dilatátor, 1ks rezač","MDC","US","ks",{"v":0.2,"d":"20.00%"},601.92,601.92,{"v":0,"d":"0.00"},{"v":0,"d":"0.0000%"},"I","KAR, RAT",90183900]
[2165,{"$nulls":3},"XB14.42 Zavádzací set s príslušenstvom na koronarografiu",{"$nulls":10},{"v":132,"d":"132.000000"},"set"]
[2166,"XB14.42","X01057","P52767","Zavádzače RADIFOCUS Introducer ll","Kit B dĺžka do 10 cm","TCJ","JP","set",{"v":0.2,"d":"20.00%"},24.93,24.93,{"v":0,"d":"0.00"},{"v":0,"d":"0.0000%"},"I","KAR, RAT",90189085]
[2167,"XB14.42","X01055","P52767","Zavádzače RADIFOCUS Introducer ll","Kit C, dĺžka do 10 cm","TCJ","JP","set",{"v":0.2,"d":"20.00%"},24.93,24.93,{"v":0,"d":"0.00"},{"v":0,"d":"0.0000%"},"I","KAR, RAT",90189085]
[2168,"XB14.42","X01059","P52767","Zavádzače RADIFOCUS Introducer ll","Kit A dĺžka do 10cm","TCJ","JP","set",{"v":0.2,"d":"20.00%"},26.68,26.68,{"v":0,"d":"0.00"},{"v":0,"d":"0.0000%"},"I","KAR, RAT",90189085]
[2169,"XB14.42","X01062","P77643","Zavádzač transradiálny KIT","Radifocus Introducer ll","TCJ","BE","set",{"v":0.2,"d":"20.00%"},28.79,28.79,{"v":0,"d":"0.00"},{"v":0,"d":"0.0000%"},"I","KAR, RAT",90189085]
[2170,"XB14.42","X01054","P52767","Zavádzače RADIFOCUS Introducer ll","Kit C, dĺžka od 10cm do 25cm","TCJ","JP","set",{"v":0.2,"d":"20.00%"},48.15,48.15,{"v":0,"d":"0.00"},{"v":0,"d":"0.0000%"},"I","KAR, RAT",90189085]
[2171,"XB14.42","X01056","P52767","Zavádzače RADIFOCUS Introducer ll","Kit B  dĺžka od 10cm do 25cm","TCJ","JP","set",{"v":0.2,"d":"20.00%"},48.15,48.15,{"v":0,"d":"0.00"},{"v":0,"d":"0.0000%"},"I","KAR, RAT",90189085]
[2172,"XB14.42","X01063","P39025,P80356,P80357","Závadzače k angiograf. katétrom AVANTI+ Transradial Kit","rôzne typy","CDS-US","US","set",{"v":0.2,"d":"20.00%"},49.24,49.24,{"v":0,"d":"0.00"},{"v":0,"d":"0.0000%"},"I","KAR, RAT",90183900]
[2173,"XB14.42","X05237","P1514A","Puzdro transradiálne RAIN Sheath","rôzne typy a veľkosti","CDS","US","ks",{"v":0.2,"d":"20.00%"},{"v":50.5,"d":"50.50"},{"v":50.5,"d":"50.50"},{"v":0,"d":"0.00"},{"v":0,"d":"0.0000%"},"I","KAR, RAT",90189084]
[2174,"XB14.42","X03137","P92141","Zavádzač transradiálny hydrofilný Glidesheat Slender",null,"TCJ","JP","set",{"v":0.2,"d":"20.00%"},50.52,50.52,{"v":0,"d":"0.00"},{"v":0,"d":"0.0000%"},"I","KAR, RAT",90189084]
[2175,"XB14.42","X01058","P52767","Zavádzače RADIFOCUS Introducer ll","Kit A , dĺžka od 10cm do 25 cm, Kit A s povrchovou úpravou","TCJ","JP","set",{"v":0.2,"d":"20.00%"},50.52,50.52,{"v":0,"d":"0.00"},{"v":0,"d":"0.0000%"},"I","KAR, RAT",90189085]
[2176,"XB14.42","X04163","P96370","Súprava pre cievny prístup InTRAkit","rôzne modely","MDT","US","ks",{"v":0.2,"d":"20.00%"},{"v":69.5,"d":"69.50"},{"v":69.5,"d":"69.50"},{"v":0,"d":"0.00"},{"v":0,"d":"0.0000%"},"I","KAR, RAT",90189085]
[2177,"XB14.42","X01758","P91197","Súprava angiografická ProcedurePak - Angio súprava, sterilná","s príslušenstvom, na mieru, podľa požiadaviek konkrétneho pracoviska","MNC","SE","set",{"v":0.2,"d":"20.00%"},81.84,81.84,{"v":0,"d":"0.00"},{"v":0,"d":"0.0000%"},"I","KAR, RAT",9018]
[2178,"XB14.42","X01748","P80488","Zavádzaci set s príslušenstvom na koronarografiu Biometrix","na mieru, podľa požiadaviek konkrétneho pracoviska","BIR-IL","IL","set",{"v":0.2,"d":"20.00%"},114.84,114.84,{"v":0,"d":"0.00"},{"v":0,"d":"0.0000%"},"I","KAR, RAT",90183900]
[2179,"XB14.42","X01711","P64938","Expandér sterilný / súprava na prežitie Everest","Everest 20 / Everest 30 / Everest 20 Piton / Everest 30 Piton","MDC-US06","US","set",{"v":0.2,"d":"20.00%"},128.04,128.04,{"v":0,"d":"0.00"},{"v":0,"d":"0.0000%"},"I","KAR, RAT",90189084]
[2180,"XB14.42","X01064","P58187","Zavádzací set na koronarografiu Angiodyn set","s príslušenstvom, na mieru, podľa požiadaviek konkrétneho pracoviska","BME","DE","set",{"v":0.2,"d":"20.00%"},{"v":132,"d":"132.00"},{"v":132,"d":"132.00"},{"v":0,"d":"0.00"},{"v":0,"d":"0.0000%"},"I","KAR, RAT",90189084]
[2181,"XB14.42","X01722","P84495","Zavádzací set s príslušenstvom pre koronarografiu KIMAL","s príslušenstvom, na mieru, podľa požiadaviek konkrétneho pracoviska","KML","GB","set",{"v":0.2,"d":"20.00%"},{"v":132,"d":"132.00"},{"v":132,"d":"132.00"},{"v":0,"d":"0.00"},{"v":0,"d":"0.0000%"},"I","KAR, RAT",90183900]
[2182,{"$nulls":3},"XB14.43 Zavádzací set s príslušenstvom na perkutánnu koronárnu intervenciu",{"$nulls":10},{"v":191.4,"d":"191.400000"},"set"]
[2183,"XB14.43","X01724","P85464,P85465,P88554","Engage, Engage TR","4-9F, 8,5-25cm","SJM","US","set",{"v":0.2,"d":"20.00%"},47.52,47.52,{"v":0,"d":"0.00"},{"v":0,"d":"0.0000%"},"I","KAR, RAT",90183900]
[2184,"XB14.43","X01065","P39025,P80356,P80357,P87784","Závadzače k angiograf. katétrom - AVANTI+","rôzne typy","CDS-US","US","set",{"v":0.2,"d":"20.00%"},49.24,49.24,{"v":0,"d":"0.00"},{"v":0,"d":"0.0000%"},"I","KAR, RAT",90183900]
[2185,"XB14.43","X03813","P95241","Zavádzač puzdrový / dilatátor cievny Prelude","Prelude EASE","MME","US","set",{"v":0.2,"d":"20.00%"},90.02,90.02,{"v":0,"d":"0.00"},{"v":0,"d":"0.0000%"},"I","KAR, RAT",90183900]
[2186,"XB14.43","X03461","P91197","Zavádzacia súprava s príslušenstvom na perkutánnu koronárnu intervenciu ProcedurePak - Angio súprava","s príslušenstvom, na mieru, podľa požiadaviek konkrétneho pracoviska","MNC","SE","set",{"v":0.2,"d":"20.00%"},155.01,155.01,{"v":0,"d":"0.00"},{"v":0,"d":"0.0000%"},"I","KAR, RAT",90189084]
[2187,"XB14.43","X01066","P58187","Zavádzací set na perkutánnu koronárnu intervenciu Angiodyn set","s príslušenstvom, na mieru, podľa požiadaviek konkrétneho pracoviska","BME","DE","set",{"v":0.2,"d":"20.00%"},{"v":156,"d":"156.00"},{"v":156,"d":"156.00"},{"v":0,"d":"0.00"},{"v":0,"d":"0.0000%"},"I","KAR, RAT",90189084]
[2188,"XB14.43","X01749","P80488","Zavádzací set s príslušenstvom na perkutánnu koronárnu intervenciu Biometrix","na mieru, podľa požiadaviek konkrétneho pracoviska","BIR-IL","IL","set",{"v":0.2,"d":"20.00%"},{"v":184.8,"d":"184.80"},{"v":184.8,"d":"184.80"},{"v":0,"d":"0.00"},{"v":0,"d":"0.0000%"},"I","KAR, RAT",90189084]
[2189,"XB14.43","X01257","P84495","Zavádzací set s príslušenstvom KIMAL","s príslušenstvom, na mieru, podľa požiadaviek konkrétneho pracoviska","KML","GB","set",{"v":0.2,"d":"20.00%"},{"v":191.4,"d":"191.40"},{"v":191.4,"d":"191.40"},{"v":0,"d":"0.00"},{"v":0,"d":"0.0000%"},"I","KAR, RAT",90183900]
[2190,{"$nulls":3},"XB14.44 Zavádzací set s príslušenstvom pre arytmologické výkony",{"$nulls":10},{"v":265.4,"d":"265.400000"},"set"]
[2191,"XB14.44","X01067","P39821","Fast-Cath","krátke, 4-14F, 5-40 cm, rôzne krivky","SJM","US","set",{"v":0.2,"d":"20.00%"},37.57,37.57,{"v":0,"d":"0.00"},{"v":0,"d":"0.0000%"},"I","KAR, RAT",90183900]
[2192,"XB14.44","X03311","P58205","Intradyn Tear-Away","zavádzací set F5-F12","BME","DE","set",{"v":0.2,"d":"20.00%"},{"v":38,"d":"38.00"},{"v":38,"d":"38.00"},{"v":0,"d":"0.00"},{"v":0,"d":"0.0000%"},"I","KAR, RAT",90183900]
[2193,"XB14.44","X01069","P39823","Peel-Away","punkčné sety, zavádzače, 5 až 16F, rôzne dĺžky","SJM","US","set",{"v":0.2,"d":"20.00%"},38.28,38.28,{"v":0,"d":"0.00"},{"v":0,"d":"0.0000%"},"I","KAR, RAT",90183900]
[2194,"XB14.44","X03670","P93310","Súprava zavádzačov Peel away","od 5F do 15F (0,038\"), od 7F do 10,5F (0,035\")","FIA","IT","set",{"v":0.2,"d":"20.00%"},{"v":46,"d":"46.00"},{"v":46,"d":"46.00"},{"v":0,"d":"0.00"},{"v":0,"d":"0.0000%"},"I","KAR, RAT",90183900]
[2195,"XB14.44","X01072","P83203","Zavádzač intravazálny LI plus","na zavádzanie stimulačnej elektródy","ENP-US","US","set",{"v":0.2,"d":"20.00%"},50.95,50.95,{"v":0,"d":"0.00"},{"v":0,"d":"0.0000%"},"I","KAR, RAT",90215000]
[2196,"XB14.44","X03820","P95259","Systém zavádzací Prelude SNAP","rozdeliteľný, perkutánny","MME","US","set",{"v":0.2,"d":"20.00%"},102.64,102.64,{"v":0,"d":"0.00"},{"v":0,"d":"0.0000%"},"I","KAR, RAT",90189084]
[2197,"XB14.44","X01725","P85656","Extravaskulárne uzatváracie zaraidenie Exoseal","Rôzne typy a veľkosti","CDS","US","set",{"v":0.2,"d":"20.00%"},170.28,170.28,{"v":0,"d":"0.00"},{"v":0,"d":"0.0000%"},"I","KAR, RAT",90219090]
[2198,"XB14.44","X03462","P91197","Zavádzacia súprava s príslušenstvom na arytmologické výkony ProcedurePak - Angio súprava","s príslušenstvom, na mieru, podľa požiadaviek konkrétneho pracoviska","MNC","SE","set",{"v":0.2,"d":"20.00%"},225.01,225.01,{"v":0,"d":"0.00"},{"v":0,"d":"0.0000%"},"I","KAR, RAT",90189084]
[2199,"XB14.44","X01750","P80488","Zavádzací set s príslušenstvom pre arytmologické výkony Biometrix","na mieru, podľa požiadaviek konkrétneho pracoviska","BIR-IL","IL","set",{"v":0.2,"d":"20.00%"},228.36,228.36,{"v":0,"d":"0.00"},{"v":0,"d":"0.0000%"},"I","KAR, RAT",90189084]
[2200,"XB14.44","X01751","P84495","Zavádzací set s príslušenstvom pre arytmologické výkony KIMAL","s príslušenstvom, na mieru, podľa požiadaviek konkrétneho pracoviska","KML","GB","set",{"v":0.2,"d":"20.00%"},{"v":231,"d":"231.00"},{"v":231,"d":"231.00"},{"v":0,"d":"0.00"},{"v":0,"d":"0.0000%"},"I","KAR, RAT",90183900]
[2201,"XB14.44","X01071","P58187","Zavádzací set na arytmologické výkony Angiodyn set","s príslušenstvom, na mieru, podľa požiadaviek konkrétneho pracoviska","BME","DE","set",{"v":0.2,"d":"20.00%"},{"v":232.8,"d":"232.80"},{"v":232.8,"d":"232.80"},{"v":0,"d":"0.00"},{"v":0,"d":"0.0000%"},"I","KAR, RAT",90189084]
[2202,"XB14.44","X01410","P39821,P39822,P60506","Fast-Cath","5-14F, 40-110cm, vodiace, rôzne krivky","SJM","US","set",{"v":0.2,"d":"20.00%"},{"v":265.4,"d":"265.40"},{"v":265.4,"d":"265.40"},{"v":0,"d":"0.00"},{"v":0,"d":"0.0000%"},"I","KAR, RAT",90183900]
[2203,{"$nulls":3},"XB14.44.1 Zavádzací set s príslušenstvom pre arytmologické výkony s ovládaním",{"$nulls":10},{"v":745.8,"d":"745.800000"},"set"]
[2204,"XB14.44.1","X01070","P80376","FlexCath","Ovládateľný zavádzač (10Fr, 12Fr)","CRH","CA","set",{"v":0.2,"d":"20.00%"},{"v":745.8,"d":"745.80"},{"v":745.8,"d":"745.80"},{"v":0,"d":"0.00"},{"v":0,"d":"0.0000%"},"I","KAR, RAT",90189084]
[2205,"XB14.44.1","X01654","P80376","Zavádzač katétrov perkutánny FlexCath Advance","ovládateľný perkutánny zavádzač katétrov","CRHCA","CA","set",{"v":0.2,"d":"20.00%"},{"v":745.8,"d":"745.80"},{"v":745.8,"d":"745.80"},{"v":0,"d":"0.00"},{"v":0,"d":"0.0000%"},"I","KAR, RAT",90189084]
[2206,{"$nulls":3},"XB14.45 Revaskularizačné a trombektomické pomôcky pre perkutánne rádiologické intervencie"]
[2207,{"$nulls":3},"XB14.45.1 Revaskularizačné a trombektomické pomôcky pre perkutánne rádiologické intervencie - aspiračné tenkostenné katétre",{"$nulls":10},{"v":201.96,"d":"201.960000"},"ks"]
[2208,"XB14.45.1","X02848","P88063","PAT / RAT ASPIRAČNÝ KATÉTER","všetky veľkosti a modely podľa špecifikácie","BAR","DE","ks",{"v":0.2,"d":"20.00%"},105.88,105.88,{"v":0,"d":"0.00"},{"v":0,"d":"0.0000%"},"I","KAR, RAT",90183900]
[2209,"XB14.45.1","X02918","P77697","Odsávací katéter BigLumen","samostatný aj v setu so zavadzačom","OMI","DE","ks",{"v":0.2,"d":"20.00%"},201.96,201.96,{"v":0,"d":"0.00"},{"v":0,"d":"0.0000%"},"I","KAR, RAT",90183900]
[2210,{"$nulls":3},"XB14.45.2 Revaskularizačné a trombektomické pomôcky pre perkutánne rádiologické intervencie - trombektomické katétre",{"$nulls":10},{"v":183.22,"d":"183.220000"},"ks"]
[2211,"XB14.45.2","X03533","P77698","Lytický katéter Log Lysis",null,"OMI","DE","ks",{"v":0.2,"d":"20.00%"},{"v":174,"d":"174.00"},{"v":174,"d":"174.00"},{"v":0,"d":"0.00"},{"v":0,"d":"0.0000%"},"I","KAR, RAT",90183900]
[2212,"XB14.45.2","X04372","P82497","Katéter Infúzny Micromewi","rôzne modely a veľkosti","MICRO","US","ks",{"v":0.2,"d":"20.00%"},{"v":178.2,"d":"178.20"},{"v":178.2,"d":"178.20"},{"v":0,"d":"0.00"},{"v":0,"d":"0.0000%"},"I","KAR, RAT",90183900]
[2213,"XB14.45.2","X03747","P79942","Katéter infúzny Fountain s alebo bez oklúznych vodičov","+ infúzny systém podľa špecifikácie","MME","US","ks",{"v":0.2,"d":"20.00%"},{"v":181,"d":"181.00"},{"v":181,"d":"181.00"},{"v":0,"d":"0.00"},{"v":0,"d":"0.0000%"},"I","KAR, RAT",90183900]
[2214,"XB14.45.2","X02906","P75651","Katéter infúzny Cragg-McNamara",null,"EV3","US","ks",{"v":0.2,"d":"20.00%"},183.22,183.22,{"v":0,"d":"0.00"},{"v":0,"d":"0.0000%"},"I","KAR, RAT",90183900]
[2215,"XB14.45.2","X03106","P88062","Súprava katétra Jet-Lyse™ pre lýzu prúdom","všetky veľkosti a modely podľa špecifikácie","BAR","DE","ks",{"v":0.2,"d":"20.00%"},313.22,183.22,{"v":130,"d":"130.00"},{"v":0.41504399999999997,"d":"41.5044%"},"S","KAR, RAT",90183900]
[2216,{"$nulls":3},"XB14.45.3 Revaskularizačné a trombektomické pomôcky pre perkutánne rádiologické intervencie - katétre pre ultrazvukom akcelerovanú tromolýzu",{"$nulls":10},{"v":3600,"d":"3,600.000000"},"ks"]
[2217,"XB14.45.3","X03001","P91161","EkoSonic™ - katéter ultrazvukový infúzny","endovaskulárny; rôzne typy","EKS","US","ks",{"v":0.2,"d":"20.00%"},{"v":3600,"d":"3,600.00"},{"v":3600,"d":"3,600.00"},{"v":0,"d":"0.00"},{"v":0,"d":"0.0000%"},"I","KAR, RAT",90189084]
[2218,{"$nulls":3},"XB14.45.4 Revaskularizačné a trombektomické pomôcky pre perkutánne rádiologické intervencie - katétre pre reolytickú trombektómiu a pre farmakomechanickú trombolýzu s príslušenstvom",{"$nulls":10},{"v":4417.76,"d":"4,417.760000"},"ks"]
[2219,"XB14.45.4","X02979","P88354","Súprava AngioJet® - katéter AVX","50cm 6F OTW","MDR","US","ks",{"v":0.2,"d":"20.00%"},{"v":3254.84,"d":"3,254.84"},{"v":3254.84,"d":"3,254.84"},{"v":0,"d":"0.00"},{"v":0,"d":"0.0000%"},"I","KAR, RAT",90189060]
[2220,"XB14.45.4","X04316","P95971","Súprava trombektomická ANGIOJET ZelanteDVT",null,"BSC","US","ks",{"v":0.2,"d":"20.00%"},{"v":3887.4,"d":"3,887.40"},{"v":3887.4,"d":"3,887.40"},{"v":0,"d":"0.00"},{"v":0,"d":"0.0000%"},"I","KAR, RAT",90189084]
[2221,"XB14.45.4","X02980","P88354","Súprava AngioJet® - katéter Solent Omni","120cm 6Fr OTW","MDR","US","ks",{"v":0.2,"d":"20.00%"},{"v":3905.56,"d":"3,905.56"},{"v":3905.56,"d":"3,905.56"},{"v":0,"d":"0.00"},{"v":0,"d":"0.0000%"},"I","KAR, RAT",90189060]
[2222,"XB14.45.4","X02981","P88354","Súprava AngioJet® - katéter Solent Proxi","90cm 6Fr OTW","MDR","US","ks",{"v":0.2,"d":"20.00%"},{"v":3905.56,"d":"3,905.56"},{"v":3905.56,"d":"3,905.56"},{"v":0,"d":"0.00"},{"v":0,"d":"0.0000%"},"I","KAR, RAT",90189060]
[2223,"XB14.45.4","X02991","P90074","Súprava AngioJet® - katéter PE","6Fr OTW","MDR","US","ks",{"v":0.2,"d":"20.00%"},{"v":4417.76,"d":"4,417.76"},{"v":4417.76,"d":"4,417.76"},{"v":0,"d":"0.00"},{"v":0,"d":"0.0000%"},"I","KAR, RAT",90189060]
[2224,"XB14.45.4","X03045","P88354","Súprava AngioJet® - katéter Solent Dista","4Fr OTW","MDR","US","ks",{"v":0.2,"d":"20.00%"},{"v":4417.76,"d":"4,417.76"},{"v":4417.76,"d":"4,417.76"},{"v":0,"d":"0.00"},{"v":0,"d":"0.0000%"},"I","KAR, RAT",90189060]
[2225,{"$nulls":3},"XB14.45.5 Revaskularizačné a trombektomické pomôcky pre perkutánne rádiologické intervencie - katétre pre mechanickú fragmentáciu trombov s príslušenstvom",{"$nulls":10},{"v":1392.6,"d":"1,392.600000"},"ks"]
[2226,"XB14.45.5","X03107","P88065","RAT FRAGMENTAČNÝ KOŠÍK","všetky veľkosti a modely podľa špecifikácie","BAR","DE","ks",{"v":0.2,"d":"20.00%"},301.62,301.62,{"v":0,"d":"0.00"},{"v":0,"d":"0.0000%"},"I","KAR, RAT",90183900]
[2227,"XB14.45.5","X03055","P90258","Systém trombektomický rotačný Cleaner",null,"REI","US","ks",{"v":0.2,"d":"20.00%"},{"v":1392.6,"d":"1,392.60"},{"v":1392.6,"d":"1,392.60"},{"v":0,"d":"0.00"},{"v":0,"d":"0.0000%"},"I","KAR, RAT",90183900]
[2228,{"$nulls":3},"XB14.45.6 Revaskularizačné a trombektomické pomôcky pre perkutánne rádiologické intervencie - katétre pre mechanickú trombektómiu s príslušenstvom",{"$nulls":10},{"v":2400,"d":"2,400.000000"},"ks"]
[2229,"XB14.45.6","X03488","P93760","Systém aspiračný s príslušenstvom Indigo","rôzne druhy a veľkosti, katéter","PNB","US","ks",{"v":0.2,"d":"20.00%"},{"v":924,"d":"924.00"},{"v":924,"d":"924.00"},{"v":0,"d":"0.00"},{"v":0,"d":"0.0000%"},"I","KAR, RAT",90183900]
[2230,"XB14.45.6","X03489","P93760","Systém aspiračný s príslušenstvom Indigo","rôzne druhy a veľkosti, separátor","PNB","US","ks",{"v":0.2,"d":"20.00%"},{"v":1122,"d":"1,122.00"},{"v":1122,"d":"1,122.00"},{"v":0,"d":"0.00"},{"v":0,"d":"0.0000%"},"I","KAR, RAT",90183900]
[2231,"XB14.45.6","X03775","P93760","Systém aspiračný s príslušenstvom Indigo","rôzne druhy a veľkosti, aspiračný katéter 6","PNB","US","ks",{"v":0.2,"d":"20.00%"},{"v":1386,"d":"1,386.00"},{"v":1386,"d":"1,386.00"},{"v":0,"d":"0.00"},{"v":0,"d":"0.0000%"},"I","KAR, RAT",90183900]
[2232,"XB14.45.6","X03776","P93760","Systém aspiračný s príslušenstvom Indigo","rôzne druhy a veľkosti, separátor 6","PNB","US","ks",{"v":0.2,"d":"20.00%"},{"v":1485,"d":"1,485.00"},{"v":1485,"d":"1,485.00"},{"v":0,"d":"0.00"},{"v":0,"d":"0.0000%"},"I","KAR, RAT",90183900]
[2233,"XB14.45.6","X03777","P93760","Systém aspiračný s príslušenstvom Indigo","rôzne druhy a veľkosti, separátor 8","PNB","US","ks",{"v":0.2,"d":"20.00%"},{"v":1683,"d":"1,683.00"},{"v":1683,"d":"1,683.00"},{"v":0,"d":"0.00"},{"v":0,"d":"0.0000%"},"I","KAR, RAT",90183900]
[2234,"XB14.45.6","X03778","P93760","Systém aspiračný s príslušenstvom Indigo","rôzne druhy a veľkosti, aspiračný katéter 8","PNB","US","ks",{"v":0.2,"d":"20.00%"},{"v":1980,"d":"1,980.00"},{"v":1980,"d":"1,980.00"},{"v":0,"d":"0.00"},{"v":0,"d":"0.0000%"},"I","KAR, RAT",90183900]
[2235,"XB14.45.6","X01251","P76866","Systém trombektomický aspirex S s príslušenstvom","Mechanický trombektomický systém na odstraňovanie trombov vhodné pre cievy s priemerom 3-12,0 mm kompatibilný s vodičom 0,018\"- 0,032\" a pracovná dĺžka 85-135 cm","STU","CH","ks",{"v":0.2,"d":"20.00%"},{"v":1980,"d":"1,980.00"},{"v":1980,"d":"1,980.00"},{"v":0,"d":"0.00"},{"v":0,"d":"0.0000%"},"I","KAR, RAT",90183900]
[2236,"XB14.45.6","X01017","P75032","Trombextrakčný katéter Spectranetics","systém na podtlakové odstraňovanie trombov: ThromCat XT, dizajn RX, vhodné pre cievy s priemerom 2,5-7,0mm, kompatibilný s vodičom 0.014\", pracovná dĺžka 150cm","SPA","US","ks",{"v":0.2,"d":"20.00%"},{"v":1997.21,"d":"1,997.21"},{"v":1997.21,"d":"1,997.21"},{"v":0,"d":"0.00"},{"v":0,"d":"0.0000%"},"I","KAR, RAT",90183190]
[2237,"XB14.45.6","X02913","P76865","Rotarex®S - systém trombektomický s príslušenstvom","rôzne rozmery","STU","SW","ks",{"v":0.2,"d":"20.00%"},{"v":2400,"d":"2,400.00"},{"v":2400,"d":"2,400.00"},{"v":0,"d":"0.00"},{"v":0,"d":"0.0000%"},"I","KAR, RAT",90189084]
[2238,{"$nulls":3},"XB14.45.7 Revaskularizačné a trombektomické pomôcky pre perkutánne rádiologické intervencie - aterektomické katétre s príslušenstvom",{"$nulls":10},{"v":4200,"d":"4,200.000000"},"ks"]
[2239,"XB14.45.7","X02945","P82524","pohonná jednotka Cutter Driver",null,"EV3","US","ks",{"v":0.2,"d":"20.00%"},{"v":712.8,"d":"712.80"},{"v":712.8,"d":"712.80"},{"v":0,"d":"0.00"},{"v":0,"d":"0.0000%"},"I","KAR, RAT",90183900]
[2240,"XB14.45.7","X03053","P88370,P88371,P88372,P88373,P88374,P88579","Systém angioplastický Rotablator Rotational. Katéter RotaLink Plus s vymeniteľným vrtáčikom. Katéter RotaLink Exchangeable Catheter. Drôt vodiaci RotaWire s príslušenstvom. Zariadenia otáčacie wireClip Torquer s príslušenstvom. Pedál nožný Dynaglide, konzola - Rotablator Console, ostatné príslušenstvo - Power Cord, Regulator Kit, Air Supply Hose.","Angioplasty System Advancer, zavádzacie zariadenie. Pre Rotablator Rotational Angioplasty System. Rôzne modely. Rôzne typy.","BSC","US","ks",{"v":0.2,"d":"20.00%"},{"v":1288.8,"d":"1,288.80"},{"v":1288.8,"d":"1,288.80"},{"v":0,"d":"0.00"},{"v":0,"d":"0.0000%"},"I","KAR, RAT",90183900]
[2241,"XB14.45.7","X04784","P97190","Systém aterektomický Phoenix","rôzne typy a veľkosti","VOL","US","ks",{"v":0.2,"d":"20.00%"},{"v":2099.1,"d":"2,099.10"},{"v":2099.1,"d":"2,099.10"},{"v":0,"d":"0.00"},{"v":0,"d":"0.0000%"},"I","KAR, RAT",90183900]
[2242,"XB14.45.7","X05295","P2350A","Zariadenie ByCross","rôzne veľkosti / určené na aterektómiu","TAH","IL","ks",{"v":0.2,"d":"20.00%"},{"v":2962.08,"d":"2,962.08"},{"v":2962.08,"d":"2,962.08"},{"v":0,"d":"0.00"},{"v":0,"d":"0.0000%"},"I","KAR, RAT",90183900]
[2243,"XB14.45.7","X03054","P89406,P92768","Zariadenie intraluminálne TruePath. Drôt predlžovací TruePath.","Zariadenie CTO.","BSC","US","ks",{"v":0.2,"d":"20.00%"},{"v":3000,"d":"3,000.00"},{"v":3000,"d":"3,000.00"},{"v":0,"d":"0.00"},{"v":0,"d":"0.0000%"},"I","KAR, RAT",90183900]
[2244,"XB14.45.7","X05067","P99367,P99331,P99368","Katéter na intravaskulárnu litotripsiu (IVL) Shockwawe Medical M5, Katéter na koronárnu intravaskulárnu litotripsiu (IVL) Shockwave C2, Katéter na periférnu intravaskulárnu litotripsiu (IVL) Shockwawe Medical S4,","rôzne rozmery, rôzne typy","SKW","US","ks",{"v":0.2,"d":"20.00%"},{"v":3273.69,"d":"3,273.69"},{"v":3273.69,"d":"3,273.69"},{"v":0,"d":"0.00"},{"v":0,"d":"0.0000%"},"I","KAR, RAT",90189084]
[2245,"XB14.45.7","X05261","P99142,P88373,P88374","Pomôcka na zavedenie vrtáku ROTAPRO Advancer / ROTAPRO Pre-Connected, Drôt vodiaci RotaWire s príslušenstvom, Zariadenie otáčacie wireClip Torquer","bez / s vopred pripojeným vymeniteľným vrtákom; rôzne typy a veľkosti, s príslušenstvom, príslušenstvo k zavádzaciemu zariadeniu RotaLink","BSC","US","set",{"v":0.2,"d":"20.00%"},{"v":3803.98,"d":"3,803.98"},{"v":3803.98,"d":"3,803.98"},{"v":0,"d":"0.00"},{"v":0,"d":"0.0000%"},"I","KAR, RAT",90183900]
[2246,"XB14.45.7","X03798","P95029","Systém aterektomický HawkOne","smerovací, na periférne cievy","COV","US","ks",{"v":0.2,"d":"20.00%"},{"v":4197.6,"d":"4,197.60"},{"v":4197.6,"d":"4,197.60"},{"v":0,"d":"0.00"},{"v":0,"d":"0.0000%"},"I","KAR, RAT",90189060]
[2247,"XB14.45.7","X03014","P92293","Súprava Jetstream® - katéter SC 1.6mm, 1.85mm","1.6mm, 1.85mm","MDR","US","ks",{"v":0.2,"d":"20.00%"},{"v":4200,"d":"4,200.00"},{"v":4200,"d":"4,200.00"},{"v":0,"d":"0.00"},{"v":0,"d":"0.0000%"},"I","KAR, RAT",90189060]
[2248,"XB14.45.7","X03015","P92293","Súprava Jetstream® - katéter  XC","2.4/3.4mm,  2.1/3.0mm","MDR","US","ks",{"v":0.2,"d":"20.00%"},{"v":4200,"d":"4,200.00"},{"v":4200,"d":"4,200.00"},{"v":0,"d":"0.00"},{"v":0,"d":"0.0000%"},"I","KAR, RAT",90189060]
[2249,"XB14.45.7","X02946","P82524","Systém katétrový aterektomický SilwerHawk/TurboHawk",null,"EV3","US","ks",{"v":0.2,"d":"20.00%"},{"v":4200,"d":"4,200.00"},{"v":4200,"d":"4,200.00"},{"v":0,"d":"0.00"},{"v":0,"d":"0.0000%"},"I","KAR, RAT",90183900]
[2250,{"$nulls":3},"XB14.45.8 Revaskularizačné a trombektomické pomôcky pre perkutánne rádiologické intervencie - katétre pre intrakraniálnu aspiračnú trombektómiu s príslušenstvom",{"$nulls":10},{"v":3185.16,"d":"3,185.160000"},"ks"]
[2251,"XB14.45.8","X02628","P87019","Mikrokatéter Penumbra","Velocity","PNB","US","ks",{"v":0.2,"d":"20.00%"},{"v":1439.39,"d":"1,439.39"},{"v":1439.39,"d":"1,439.39"},{"v":0,"d":"0.00"},{"v":0,"d":"0.0000%"},"I","KAR, RAT",90183900]
[2252,"XB14.45.8","X05085","P0714A","Katéter aspiracný EMBOVAC","rôzne dlžky","MDO","CH","ks",{"v":0.2,"d":"20.00%"},{"v":1716,"d":"1,716.00"},{"v":1716,"d":"1,716.00"},{"v":0,"d":"0.00"},{"v":0,"d":"0.0000%"},"I","KAR, RAT",90183900]
[2253,"XB14.45.8","X02958","P84308","Systém revaskularizačný Penumbra","katéter reperfúzny 3MAX","PNB","US","ks",{"v":0.2,"d":"20.00%"},{"v":1733.16,"d":"1,733.16"},{"v":1733.16,"d":"1,733.16"},{"v":0,"d":"0.00"},{"v":0,"d":"0.0000%"},"I","KAR, RAT",90183900]
[2254,"XB14.45.8","X02959","P84308","Systém revaskularizačný Penumbra","katéter reperfúzny 4MAX","PNB","US","ks",{"v":0.2,"d":"20.00%"},{"v":1733.16,"d":"1,733.16"},{"v":1733.16,"d":"1,733.16"},{"v":0,"d":"0.00"},{"v":0,"d":"0.0000%"},"I","KAR, RAT",90183900]
[2255,"XB14.45.8","X04977","P0194A","Katéter React","Katétre React™ 68 a React™ 71","EV3","US","ks",{"v":0.2,"d":"20.00%"},{"v":1900.01,"d":"1,900.01"},{"v":1900.01,"d":"1,900.01"},{"v":0,"d":"0.00"},{"v":0,"d":"0.0000%"},"I","KAR, RAT",90183900]
[2256,"XB14.45.8","X03943","P92553","Katéter na distálny prístup SOFIA / SOFIA PLUS",null,"TCJ","US","ks",{"v":0.2,"d":"20.00%"},{"v":1988.12,"d":"1,988.12"},{"v":1988.12,"d":"1,988.12"},{"v":0,"d":"0.00"},{"v":0,"d":"0.0000%"},"I","KAR, RAT",90183900]
[2257,"XB14.45.8","X02960","P84308","Systém revaskularizačný Penumbra","separátor Flex","PNB","US","ks",{"v":0.2,"d":"20.00%"},{"v":2112,"d":"2,112.00"},{"v":2112,"d":"2,112.00"},{"v":0,"d":"0.00"},{"v":0,"d":"0.0000%"},"I","KAR, RAT",90183900]
[2258,"XB14.45.8","X02961","P84308","Systém revaskularizačný Penumbra","katéter reperfúzny 5MAX ACE","PNB","US","ks",{"v":0.2,"d":"20.00%"},{"v":2962.33,"d":"2,962.33"},{"v":2962.33,"d":"2,962.33"},{"v":0,"d":"0.00"},{"v":0,"d":"0.0000%"},"I","KAR, RAT",90183900]
[2259,"XB14.45.8","X05080","P1057A","Katéter aspiračný pHLO AC","pHLO-72-115 / pHLO-72-125 / pHLO-72-135","PNX","DE","ks",{"v":0.2,"d":"20.00%"},{"v":3003,"d":"3,003.00"},{"v":3003,"d":"3,003.00"},{"v":0,"d":"0.00"},{"v":0,"d":"0.0000%"},"I","KAR, RAT",90183900]
[2260,"XB14.45.8","X04587","P95310","Katéter na distálny prístup AXS Catalyst","rôzne rozmery","STR","US","ks",{"v":0.2,"d":"20.00%"},{"v":3095.4,"d":"3,095.40"},{"v":3095.4,"d":"3,095.40"},{"v":0,"d":"0.00"},{"v":0,"d":"0.0000%"},"I","KAR, RAT",90183900]
[2261,{"$nulls":3},"XB14.45.9 Revaskularizačné a trombektomické pomôcky pre perkutánne rádiologické intervencie - reentry katétre",{"$nulls":10},{"v":2400,"d":"2,400.000000"},"ks"]
[2262,"XB14.45.9","X02850","P89153,P89154","Rekanalizačné katétre CROSSER™ CTO včítane podporných katétrov MicroSheath®, MicroSheath® XL a Usher®","všetky veľkosti podľa dokumentácie","BAR","US","ks",{"v":0.2,"d":"20.00%"},{"v":1716.45,"d":"1,716.45"},{"v":1716.45,"d":"1,716.45"},{"v":0,"d":"0.00"},{"v":0,"d":"0.0000%"},"I","KAR, RAT",90183900]
[2263,"XB14.45.9","X04382","P92573","Katéter vodiaci Pioneer Plus","model POLUS120","VOL","US","ks",{"v":0.2,"d":"20.00%"},{"v":2112,"d":"2,112.00"},{"v":2112,"d":"2,112.00"},{"v":0,"d":"0.00"},{"v":0,"d":"0.0000%"},"I","KAR, RAT",90183900]
[2264,"XB14.45.9","X03020","P92749","Katéter prechodový Viance",null,"EV3","US","ks",{"v":0.2,"d":"20.00%"},{"v":2220.24,"d":"2,220.24"},{"v":2220.24,"d":"2,220.24"},{"v":0,"d":"0.00"},{"v":0,"d":"0.0000%"},"I","KAR, RAT",90183900]
[2265,"XB14.45.9","X05189","P1526A","Katéter prechodový GoBack","rôzne typy","UPS","IL","ks",{"v":0.2,"d":"20.00%"},{"v":2263.8,"d":"2,263.80"},{"v":2263.8,"d":"2,263.80"},{"v":0,"d":"0.00"},{"v":0,"d":"0.0000%"},"I","KAR, RAT",90183190]
[2266,"XB14.45.9","X02837","P75785,P75784","CTO Re-entry katéter Cordis Outback LTD, CTO katéter Frontrunner XP","Maximálna dĺžka katétra je 120 cm, zavádzač 6F.","CDS","US","ks",{"v":0.2,"d":"20.00%"},{"v":2268,"d":"2,268.00"},{"v":2268,"d":"2,268.00"},{"v":0,"d":"0.00"},{"v":0,"d":"0.0000%"},"I","KAR, RAT",90183900]
[2267,"XB14.45.9","X03022","P92750","Katéter s vodiacim drôtom Enteer","katéter Enteer","EV3","US","ks",{"v":0.2,"d":"20.00%"},{"v":2400,"d":"2,400.00"},{"v":2400,"d":"2,400.00"},{"v":0,"d":"0.00"},{"v":0,"d":"0.0000%"},"I","KAR, RAT",90183900]
[2268,"XB14.45.9","X03052","P82546","Systém katétrový OffRoad","pre opakovaný vstup","BSC","US","ks",{"v":0.2,"d":"20.00%"},{"v":2400,"d":"2,400.00"},{"v":2400,"d":"2,400.00"},{"v":0,"d":"0.00"},{"v":0,"d":"0.0000%"},"I","KAR, RAT",90183900]
[2269,{"$nulls":3},"XB14.45.10 Revaskularizačné a trombektomické pomôcky pre perkutánne rádiologické intervencie - reentry zariadenia",{"$nulls":10},{"v":336.86,"d":"336.860000"},"ks"]
[2270,"XB14.45.10","X03021","P92750","Katéter s vodiacim drôtom Enteer","vodiaci drôt Enteer","EV3","US","ks",{"v":0.2,"d":"20.00%"},336.86,336.86,{"v":0,"d":"0.00"},{"v":0,"d":"0.0000%"},"I","KAR, RAT",90183900]
[2271,{"$nulls":3},"XB14.45.11 Revaskularizačné a trombektomické pomôcky pre perkutánne rádiologické intervencie - katétre pre intrakraniálnu aspiračnú trombektómiu s príslušenstvom - separátor",{"$nulls":10},{"v":3960,"d":"3,960.000000"},"ks"]
[2272,"XB14.45.11","X02962","P84308","Systém revaskularizačný Penumbra","separátor","PNB","US","ks",{"v":0.2,"d":"20.00%"},{"v":1974.72,"d":"1,974.72"},{"v":1974.72,"d":"1,974.72"},{"v":0,"d":"0.00"},{"v":0,"d":"0.0000%"},"I","KAR, RAT",90183900]
[2273,"XB14.45.11","X02963","P84308","Systém revaskularizačný Penumbra","separátor 3D","PNB","US","ks",{"v":0.2,"d":"20.00%"},{"v":3851.17,"d":"3,851.17"},{"v":3851.17,"d":"3,851.17"},{"v":0,"d":"0.00"},{"v":0,"d":"0.0000%"},"I","KAR, RAT",90183900]
[2274,{"$nulls":3},"XB14.46 Intraarteriálna invazívna diagnostika pre extrakoronárne riečisko"]
[2275,{"$nulls":3},"XB14.46.1 Intraarteriálna invazívna diagnostika pre extrakoronárne riečisko - IVUS senzor (intravascular ultrasound)",{"$nulls":10},{"v":1644.01,"d":"1,644.010000"},"ks"]
[2276,"XB14.46.1","X02919","P77699","Katétre intravaskulárne intrakardiálne Ultra ICE","s UZV sondou","BSC","US","ks",{"v":0.2,"d":"20.00%"},{"v":1644.01,"d":"1,644.01"},{"v":1644.01,"d":"1,644.01"},{"v":0,"d":"0.00"},{"v":0,"d":"0.0000%"},"I","KAR, RAT",90183900]
[2277,{"$nulls":3},"XB14.47 Ablačné katétre pre perkutánne rádiologické intervencie"]
[2278,{"$nulls":3},"XB14.47.1 Ablačné katétre pre perkutánne rádiologické intervencie - rádiofrekvenčné ablačné katétre špeciálne",{"$nulls":10},{"v":1560,"d":"1,560.000000"},"ks"]
[2279,"XB14.47.1","X02948","P83196","Elektróda ihlová rádiofrekvenčná ablačná Le Veen, Soloist","Le Veen, Soloist","BSC","US","ks",{"v":0.2,"d":"20.00%"},{"v":1560,"d":"1,560.00"},{"v":1560,"d":"1,560.00"},{"v":0,"d":"0.00"},{"v":0,"d":"0.0000%"},"I","KAR, RAT",90183900]
[2280,{"$nulls":3},"XB14.47.2 Ablačné katétre pre perkutánne rádiologické intervencie - laserové ablačné katétre",{"$nulls":10},{"v":3142.92,"d":"3,142.920000"},"ks"]
[2281,"XB14.47.2","X00974","P89302,P89303","Elca, Turbo Elite","pre koronárne cievy: kompatibilita s vodičom max. hrúbky 0.014 a 0.018\", kompatibilita so zavádzačmi 4-7F, pracovná dĺžka 135cm, pre periférne cievy: kompatibilita s vodičom max. hrúbky 0.014 a 0.018\", kompatibilita so zavádzačmi 4-8F, pracovná dĺžka 110-150cm","SPA","US","ks",{"v":0.2,"d":"20.00%"},{"v":3142.92,"d":"3,142.92"},{"v":3142.92,"d":"3,142.92"},{"v":0,"d":"0.00"},{"v":0,"d":"0.0000%"},"I","KAR, RAT",90183190]
[2282,{"$nulls":3},"XB14.49 Pomocné inštrumentárium pre perkutánne rádiologické intervencie"]
[2283,{"$nulls":3},"XB14.49.1 Pomocné inštrumentárium pre perkutánne rádiologické intervencie - punkčné ihly",{"$nulls":10},{"v":14.4,"d":"14.400000"},"ks"]
[2284,"XB14.49.1","X03349","P72821","Ihly s vaskulárnym prístupom","rôzne veľkosti","COK","US","ks",{"v":0.2,"d":"20.00%"},13.65,13.65,{"v":0,"d":"0.00"},{"v":0,"d":"0.0000%"},"I","ANG, KAR, RAT",90183900]
[2285,"XB14.49.1","X02871","P40934","Punkčné ihly angiografické Cordis","Punkčné ihly rôznych veľkostí a rôznych dĺžok","CDS","IE","ks",{"v":0.2,"d":"20.00%"},{"v":14.4,"d":"14.40"},{"v":14.4,"d":"14.40"},{"v":0,"d":"0.00"},{"v":0,"d":"0.0000%"},"I","ANG, KAR, RAT",90183900]
[2286,{"$nulls":3},"XB14.49.2 Pomocné inštrumentárium pre perkutánne rádiologické intervencie - bioptické ihly",{"$nulls":10},{"v":79.2,"d":"79.200000"},"ks"]
[2287,"XB14.49.2","X03851","P93332","Ihla bioptická, verresová, cytologická","CYTOCAN","VGE","IT","ks",{"v":0.2,"d":"20.00%"},11.88,11.88,{"v":0,"d":"0.00"},{"v":0,"d":"0.0000%"},"I","KAR, RAT",90182000]
[2288,"XB14.49.2","X03852","P93332","Ihla bioptická, lokalizacná, cytologická","EASYCUT; SHUTTLE; AUTOCUT; HEPASET; SURGIMARC; MYELO; MYELO SLIM; BCUT; NEOVERESS; CT-CORE","VGE","IT","ks",{"v":0.2,"d":"20.00%"},23.76,23.76,{"v":0,"d":"0.00"},{"v":0,"d":"0.0000%"},"I","KAR, RAT",90182000]
[2289,"XB14.49.2","X04444","P69107,P94759,P98174","Bioptický set Argon - bioptická ihla Pro-Mag, súprava na biopsiu SuperCore, automatický inštrument na biopsiu Tru-Core, T-Lok","rôzne typy a veľkosti","ARG","US","ks",{"v":0.2,"d":"20.00%"},25.75,25.75,{"v":0,"d":"0.00"},{"v":0,"d":"0.0000%"},"I","KAR, RAT",90183900]
[2290,"XB14.49.2","X04376","P89140,P93529,P93533,P93534","Ihla bioptická PressTo, OsteoJ, PickUp, PenBone na biopsiu kostnej drene","rôzne typy a veľkosti","MDL","IT","ks",{"v":0.2,"d":"20.00%"},{"v":29.2,"d":"29.20"},{"v":29.2,"d":"29.20"},{"v":0,"d":"0.00"},{"v":0,"d":"0.0000%"},"I","KAR, RAT",90183210]
[2291,"XB14.49.2","X04377","P89147,P89288,P89289,P97821","Ihla bioptická UNIVERSAL DUO, UNICORE, BIOFEATHER, FNA","rôzne typy a veľkosti, biopsia mäkkého tkaniva","MXU","IT","ks",{"v":0.2,"d":"20.00%"},{"v":30,"d":"30.00"},{"v":30,"d":"30.00"},{"v":0,"d":"0.00"},{"v":0,"d":"0.0000%"},"I","KAR, RAT",90183210]
[2292,"XB14.49.2","X05075","P0960A","Ihla aspiracná / bioptická / na odber kostnej drene / lokalizacná / súprava galaktografická","rôzne typy a velkosti","BMF","IT","ks",{"v":0.2,"d":"20.00%"},{"v":33,"d":"33.00"},{"v":33,"d":"33.00"},{"v":0,"d":"0.00"},{"v":0,"d":"0.0000%"},"I","KAR, RAT",90183900]
[2293,"XB14.49.2","X05105","P1176A","Systém na biopsiu mäkkého tkaniva Achieve / Temno / Tru-Cut","s bioptickými ihlami","MME","US","ks",{"v":0.2,"d":"20.00%"},33.66,33.66,{"v":0,"d":"0.00"},{"v":0,"d":"0.0000%"},"I","KAR, RAT",90183900]
[2294,"XB14.49.2","X03456","P90674","Ihla bioptická BIP EvoCore","typ EC, rôzne veľkosti","BPG","DE","ks",{"v":0.2,"d":"20.00%"},33.86,33.86,{"v":0,"d":"0.00"},{"v":0,"d":"0.0000%"},"I","KAR, RAT",90183900]
[2295,"XB14.49.2","X03853","P93332","Ihla bioptická, perkutánna etanolová, s použitím Menghini techniky, pre odber kostnej drene, set galaktografický","COREX; SHUTTLE; AUTOCUT; SURGIMARC PREMIUM; SURGIMARC SLIM; CYTOCAN; MYELO; ERGO; BLOCK; HEPATIC; HEPASHOT; DUCTAL KIT; ALCOJECT; CT-CORE","VGE","IT","ks",{"v":0.2,"d":"20.00%"},35.64,35.64,{"v":0,"d":"0.00"},{"v":0,"d":"0.0000%"},"I","KAR, RAT",90182000]
[2296,"XB14.49.2","X04505","P97320","Ihla biopticka pre štandardnú automatickú bioptickú pištoľ","rôzne veľkosti, urologické príslušenstvo","COL","DK","ks",{"v":0.2,"d":"20.00%"},36.96,36.96,{"v":0,"d":"0.00"},{"v":0,"d":"0.0000%"},"I","KAR, RAT",902139]
[2297,"XB14.49.2","X02973","P85895","Bioptická ihla Bard® Magnum®, Tru-Core™, SuperCore™, Pro-Mag™ Ultra Needle","všetky veľkosti podľa dokumentácie","BAR","US","ks",{"v":0.2,"d":"20.00%"},{"v":37,"d":"37.00"},{"v":37,"d":"37.00"},{"v":0,"d":"0.00"},{"v":0,"d":"0.0000%"},"I","KAR, RAT",90183900]
[2298,"XB14.49.2","X05157","P0228A,P1528A,P1409A,P97971","Ihla bioptická MEDEASY, UNICUT, LUX 2, ihla lokalizacná prsná MEDWIRE","na biopsiu mäkkých tkanív, na nehmatné lézie prsníka; rôzne typy a velkosti","MDX","IT","ks",{"v":0.2,"d":"20.00%"},{"v":41.3,"d":"41.30"},{"v":41.3,"d":"41.30"},{"v":0,"d":"0.00"},{"v":0,"d":"0.0000%"},"I","KAR, RAT",90183900]
[2299,"XB14.49.2","X03457","P90674,P90675","Bioptický set - bioptická ihla a koaxiálna kanyla EvoCore","rôzne typy a veľkosti","BPG","DE","ks",{"v":0.2,"d":"20.00%"},{"v":49.9,"d":"49.90"},{"v":49.9,"d":"49.90"},{"v":0,"d":"0.00"},{"v":0,"d":"0.0000%"},"I","KAR, RAT",90183900]
[2300,"XB14.49.2","X03854","P93332","Ihla a set bioptický, koaxiálny, lokalizačný","AUTOCUT; RELOCK; RELOCK PREMIUM; RELOCK PREMIUM DUO; RELOCK DUO, RELOCK SOFT","VGE","IT","ks",{"v":0.2,"d":"20.00%"},50.16,50.16,{"v":0,"d":"0.00"},{"v":0,"d":"0.0000%"},"I","KAR, RAT",90182000]
[2301,"XB14.49.2","X04843","P97969","Ihla bioptická MEDONE","automatická, jednorazová, rôzne typy a velkosti, biopsia mäkkého tkaniva","MXU","IT","ks",{"v":0.2,"d":"20.00%"},54.91,54.91,{"v":0,"d":"0.00"},{"v":0,"d":"0.0000%"},"I","KAR, RAT",90183900]
[2302,"XB14.49.2","X02878","P58187","Set na punkciu Angiodyn set","s príslušenstvom, na mieru podľa požiadaviek konkrétneho pracoviska","BME","DE","ks",{"v":0.2,"d":"20.00%"},60.01,60.01,{"v":0,"d":"0.00"},{"v":0,"d":"0.0000%"},"I","KAR, RAT",90189084]
[2303,"XB14.49.2","X03545","P90713","BIP HistoCore automatická bioptická ihla","rôzne veľkosti (HC[xx][yyy])","BPG","DE","ks",{"v":0.2,"d":"20.00%"},{"v":64.4,"d":"64.40"},{"v":64.4,"d":"64.40"},{"v":0,"d":"0.00"},{"v":0,"d":"0.0000%"},"I","KAR, RAT",90183900]
[2304,"XB14.49.2","X03911","P95653","Bioptické ihly a sety Möller Medical","rôzne typy a veľkosti","MOM","DE","ks",{"v":0.2,"d":"20.00%"},74.99,74.99,{"v":0,"d":"0.00"},{"v":0,"d":"0.0000%"},"I","KAR, RAT",90183900]
[2305,"XB14.49.2","X03060","P82450","Sety pre punkciu, odber, transplantáciu kostnej drene","Trapsystem, BMN \"J\"/\"I\", Illy, HS","HSH","IT","ks",{"v":0.2,"d":"20.00%"},77.88,77.88,{"v":0,"d":"0.00"},{"v":0,"d":"0.0000%"},"I","KAR, RAT",90189084]
[2306,"XB14.49.2","X03501","P94219","Bioptické ihly Chiba, Quick-Core","na biopsiu mäkkých tkanív","COK","US","ks",{"v":0.2,"d":"20.00%"},{"v":79,"d":"79.00"},{"v":79,"d":"79.00"},{"v":0,"d":"0.00"},{"v":0,"d":"0.0000%"},"I","KAR, RAT",90183900]
[2307,"XB14.49.2","X03546","P90713,P90715","Bioptický set – automatická bioptická ihla a koaxiálna kanyla BIP HistoCore","rôzne typy a veľkosti","BPG","DE","ks",{"v":0.2,"d":"20.00%"},{"v":79,"d":"79.00"},{"v":79,"d":"79.00"},{"v":0,"d":"0.00"},{"v":0,"d":"0.0000%"},"I","KAR, RAT",90183900]
[2308,"XB14.49.2","X02934","P81239","Bioptické ihly a sety ZAMAR","rozné typy","ZAM","HR","ks",{"v":0.2,"d":"20.00%"},{"v":79.2,"d":"79.20"},{"v":79.2,"d":"79.20"},{"v":0,"d":"0.00"},{"v":0,"d":"0.0000%"},"I","KAR, RAT",90183210]
[2309,"XB14.49.2","X03058","P76771,P76773,P82447","Bioptické, cytologické a lokalizačné sety","Biomol, Precisa, Nota, Urocore, Ecojekt, Ecoled, Ecodiva, Topcut, ALM, HS, všetky prevedenia a velkosti","HSH","IT","ks",{"v":0.2,"d":"20.00%"},91.08,{"v":79.2,"d":"79.20"},11.88,{"v":0.130435,"d":"13.0435%"},"S","KAR, RAT",90189084]
[2310,{"$nulls":3},"XB14.49.3 Pomocné inštrumentárium pre perkutánne rádiologické intervencie - tlakové hlavy",{"$nulls":10},{"v":43.76,"d":"43.760000"},"ks"]
[2311,"XB14.49.3","X02894","P72895","Zariadenie vysokotlakové FloSwitch HP na riadenie prietoku.","rôzne veľkosti","BSC","US","ks",{"v":0.2,"d":"20.00%"},7.76,7.76,{"v":0,"d":"0.00"},{"v":0,"d":"0.0000%"},"I","ANG, KAR, RAT",90183900]
[2312,"XB14.49.3","X03926","P70092","Súprava na kontrolu tlaku sjednorazovým snímačom tlaku TruWave","PX600F, PXMK1940, T001631A","EDW","US","ks",{"v":0.2,"d":"20.00%"},19.91,19.91,{"v":0,"d":"0.00"},{"v":0,"d":"0.0000%"},"I","ANG, KAR, RAT",90183900]
[2313,"XB14.49.3","X02884","P59281","Tlakový prevodník Combitrans jednoduchý","jednorazový na meranie fyziologických tlakov","BME","DE","ks",{"v":0.2,"d":"20.00%"},19.91,19.91,{"v":0,"d":"0.00"},{"v":0,"d":"0.0000%"},"I","ANG, KAR, RAT",90183900]
[2314,"XB14.49.3","X02868","P22467","Tlakový prevodník Combitrans double system","jednorazový na meranie fyziologických tlakov","BME","DE","ks",{"v":0.2,"d":"20.00%"},43.76,43.76,{"v":0,"d":"0.00"},{"v":0,"d":"0.0000%"},"I","ANG, KAR, RAT",90183900]
[2315,"XB14.49.3","X02869","P22468","Tlakový prevodník Combitrans triple system","jednorazový na meranie fyziologických tlakov","BME","DE","ks",{"v":0.2,"d":"20.00%"},43.76,43.76,{"v":0,"d":"0.00"},{"v":0,"d":"0.0000%"},"I","ANG, KAR, RAT",90183900]
[2316,{"$nulls":3},"XB14.49.4 Pomocné inštrumentárium pre perkutánne rádiologické intervencie - mikropunkčné sety",{"$nulls":10},{"v":71.94,"d":"71.940000"},"ks"]
[2317,"XB14.49.4","X05296","P2693A","Systém zavádzací Merit MAK","rôzne typy a veľkosti","MME","US","ks",{"v":0.2,"d":"20.00%"},71.93,71.93,{"v":0,"d":"0.00"},{"v":0,"d":"0.0000%"},"I","ANG, KAR, RAT",90183900]
[2318,"XB14.49.4","X03354","P80251","Mikropunkčné zavádzacie sety","rôzne veľkosti","COK","US","ks",{"v":0.2,"d":"20.00%"},71.94,71.94,{"v":0,"d":"0.00"},{"v":0,"d":"0.0000%"},"I","ANG, KAR, RAT",90183900]
[2319,"XB14.49.4","X02964","P84355","Zavádzač Accustik II","zavádzací systém s rádiokontrastným markerom","BSC","US","ks",{"v":0.2,"d":"20.00%"},71.94,71.94,{"v":0,"d":"0.00"},{"v":0,"d":"0.0000%"},"I","ANG, KAR, RAT",90183900]
[2320,"XB14.49.4","X02544","P80562,P80564,P76681","Zavádzací set s mikrovodičom AngioGate a delitelný Peel-Away","AngioGate Transradial/Micro/RO/HF, Peel-Away","KML","GB","ks",{"v":0.2,"d":"20.00%"},71.94,71.94,{"v":0,"d":"0.00"},{"v":0,"d":"0.0000%"},"I","ANG, KAR, RAT",90183900]
[2321,{"$nulls":3},"XB14.49.5.1 Pomocné inštrumentárium pre perkutánne rádiologické intervencie - bioptické sety",{"$nulls":10},{"v":396,"d":"396.000000"},"ks"]
[2322,"XB14.49.5.1","X03547","P90714","Lokalizátor prsných lézií Mam-O-Guide (MOG)","štandardná/MR verzia, priemer 18G/20G, rôzne dĺžky","BPG","DE","ks",{"v":0.2,"d":"20.00%"},53.31,53.31,{"v":0,"d":"0.00"},{"v":0,"d":"0.0000%"},"I","KAR, RAT",90183900]
[2323,"XB14.49.5.1","X05034","P0709A","Znackovac tkaniva Gold Fiducial marker","na brachyálnu terapiu; rôzne typy a velkosti","RPM","US","ks",{"v":0.2,"d":"20.00%"},127.43,127.43,{"v":0,"d":"0.00"},{"v":0,"d":"0.0000%"},"I","KAR, RAT",90183210]
[2324,"XB14.49.5.1","X04877","P99709","Systém na oznacenie nádoru so znackovacom Gold alebo PEEK","rôzne typy","GOK","TR","ks",{"v":0.2,"d":"20.00%"},130.42,130.42,{"v":0,"d":"0.00"},{"v":0,"d":"0.0000%"},"I","KAR, RAT",90183210]
[2325,"XB14.49.5.1","X03011","P91875","Systém bioptický uzatvárací Hunter",null,"VAI","US","ks",{"v":0.2,"d":"20.00%"},{"v":171.6,"d":"171.60"},{"v":171.6,"d":"171.60"},{"v":0,"d":"0.00"},{"v":0,"d":"0.0000%"},"I","KAR, RAT",90189084]
[2326,"XB14.49.5.1","X04378","P89149","Značkovač tkaniva BiomarC mV Gold Tissue Marker zlatý","ihla punkčná na mäkké tkanivo pri zákrokoch, rôzne typy a veľkosti","CBT","US","ks",{"v":0.2,"d":"20.00%"},{"v":178.5,"d":"178.50"},{"v":178.5,"d":"178.50"},{"v":0,"d":"0.00"},{"v":0,"d":"0.0000%"},"I","KAR, RAT",90183900]
[2327,"XB14.49.5.1","X04013","P74194,P74193","Súprava lokalizacná ILS, Ihla punkcná TriMark","Introducer Localization Sets (ILS), ATEC® TriMark® rôzne typy a velkosti","HLG","US","ks",{"v":0.2,"d":"20.00%"},{"v":231,"d":"231.00"},{"v":231,"d":"231.00"},{"v":0,"d":"0.00"},{"v":0,"d":"0.0000%"},"I","KAR, RAT",90182000]
[2328,"XB14.49.5.1","X03507","P94339","Jednorazové endomyokardiálne bioptické kliešte JAWZ ARGON","rovné a zahnuté, dĺžky 50cm, 105 cm, 5, 6, 7 a 7.5 FR","ARG","US","ks",{"v":0.2,"d":"20.00%"},{"v":359,"d":"359.00"},{"v":359,"d":"359.00"},{"v":0,"d":"0.00"},{"v":0,"d":"0.0000%"},"I","KAR, RAT",90183900]
[2329,"XB14.49.5.1","X03437","P72892","Ihla punkčná Tumark MRI / Tumark Trio / Tumark Professional","na aplikáciu klipov a markerov","SOM","DE","ks",{"v":0.1,"d":"10.00%"},{"v":376,"d":"376.00"},{"v":376,"d":"376.00"},{"v":0,"d":"0.00"},{"v":0,"d":"0.0000%"},"I","KAR, RAT",90219090]
[2330,{"$nulls":3},"XB14.49.5.2 Pomocné inštrumentárium pre perkutánne rádiologické intervencie - bioptické sety viacúčelové",{"$nulls":10},{"v":204.01,"d":"204.010000"},"ks"]
[2331,"XB14.49.5.2","X02975","P86469,P80159,P80165,P80162,P80163,P80161","Lokalizátor tumorov Tuloc / Tuloc premium / MRI Tuloc. Súprava mamografická lokalizačná - Localization Kit Duo System, Duo System Premium, MRI Duo-System. Ihla punkčná - Biopsy Handy, Puncture Sheath, MRI-Coaxial Puncture Needle. Ihla punkčná Ultra - Initial Puncture Needle Ultra. Ihla punkčná - Aspi Cut Puncture Needle, Spi-Cut Biopsy Needle, Safe-Cut Biopsy-System, Marrow-Cut Biopsy Needle, Bone Marrow Biopsy Needle. Ihla punkčná Broncho-Cut.","Punkčná ihla so zavádzačom, vodičom a kanylou. Lokalizácia nehmatných lézií. Pre odber vzorky na histológiu. Pre cytológiu. Pre odber kostnej drene a tkaniva. Bronchoskopická.","SOM","DE","ks",{"v":0.2,"d":"20.00%"},204.01,204.01,{"v":0,"d":"0.00"},{"v":0,"d":"0.0000%"},"I","HEM, ONK, RAT",90183900]
[2332,{"$nulls":3},"XB14.49.5.3 Pomocné inštrumentárium pre perkutánne rádiologické intervencie-bioptické kliešte",{"$nulls":10},{"v":396,"d":"396.000000"},"ks"]
[2333,"XB14.49.5.3","X05344","P95316","Kliešte na kardiobiopsiu","rôzne modely","HHA","DE","ks",{"v":0.2,"d":"20.00%"},{"v":323.4,"d":"323.40"},{"v":323.4,"d":"323.40"},{"v":0,"d":"0.00"},{"v":0,"d":"0.0000%"},"I","KAR, RAT",90189084,11412]
[2334,"XB14.49.5.3","X03056","P39035,P39036","Jednorázové bioptické kliešte na odber vzorky tkaniva Biopsy kliešte, Bipal kliešte Cordis","Vonkajší priemer  tela klieští 1,85 a 2,3 mm. Dĺžka je 50cm /104 cm .","CDS","US","ks",{"v":0.2,"d":"20.00%"},{"v":396,"d":"396.00"},{"v":396,"d":"396.00"},{"v":0,"d":"0.00"},{"v":0,"d":"0.0000%"},"I","KAR, RAT",90183900]
[2335,{"$nulls":3},"XB14.49.6 Pomocné inštrumentárium pre perkutánne rádiologické intervencie - drenážne sety",{"$nulls":10},{"v":372.98,"d":"372.980000"},"ks"]
[2336,"XB14.49.6","X03858","P93842","NAVARRE Drenážny katéter","Universal, OPTI-Drain, Biliárny všetky veľkosti","BAR","US","ks",{"v":0.2,"d":"20.00%"},{"v":137,"d":"137.00"},{"v":137,"d":"137.00"},{"v":0,"d":"0.00"},{"v":0,"d":"0.0000%"},"I","KAR, RAT",90183900]
[2337,"XB14.49.6","X03435","P72769","Drenážne katétre",null,"COK","US","ks",{"v":0.2,"d":"20.00%"},239.17,239.17,{"v":0,"d":"0.00"},{"v":0,"d":"0.0000%"},"I","KAR, RAT",90183900]
[2338,"XB14.49.6","X03831","P73369,P73370,P73371","SKATER drenážne katétre a súpravy a príslušenstvo","rôzne typy a veľkosti","ARG","US","ks",{"v":0.2,"d":"20.00%"},{"v":259,"d":"259.00"},{"v":259,"d":"259.00"},{"v":0,"d":"0.00"},{"v":0,"d":"0.0000%"},"I","KAR, RAT",90183900]
[2339,"XB14.49.6","X04511","P97355","Súprava nefrost. perkut. Direct Puncture (KOLIBRI)",null,"COL","DK","ks",{"v":0.2,"d":"20.00%"},269.28,269.28,{"v":0,"d":"0.00"},{"v":0,"d":"0.0000%"},"I","KAR, RAT",902139]
[2340,"XB14.49.6","X02901","P74010","Drenážné katétre a sety s príslušenstvom","rozné typy","BTQ","TW","ks",{"v":0.2,"d":"20.00%"},{"v":297,"d":"297.00"},{"v":297,"d":"297.00"},{"v":0,"d":"0.00"},{"v":0,"d":"0.0000%"},"I","KAR, RAT",90183900]
[2341,"XB14.49.6","X02935","P80168","Súprava drenážna - Soft Drainage Kit / Intrauterine Drainage Kit.","Soft Drainage Kit / Intrauterine Drainage Kit","SOM","DE","ks",{"v":0.2,"d":"20.00%"},{"v":331.2,"d":"331.20"},{"v":331.2,"d":"331.20"},{"v":0,"d":"0.00"},{"v":0,"d":"0.0000%"},"I","KAR, RAT",90183900]
[2342,"XB14.49.6","X03494","P93962","Katéter drenážny Expel","rôzne typy a rozmery","BSC","US","ks",{"v":0.2,"d":"20.00%"},372.98,372.98,{"v":0,"d":"0.00"},{"v":0,"d":"0.0000%"},"I","KAR, RAT",90183900]
[2343,"XB14.49.6","X02947","P82541","Katéter drenážny rádiologický - Flexima APD, Flexima van Sonnenberg Sump, Percuflex van Sonnenberg Sump, Flexima Biliary, Percuflex Carey-Coons Bilary, Percuflex Amplatz Anchor, Flexima Nephrostomy, Percuflex VTC Nephrostomy, Flexima Ureteral, Percuflex Ureteral, Percuflex Nephroureteral, Percuflex Amplatz Anchor, Percuflex Malecot Nephrostomy, Percuflex Stenting Malecot Nephrostomy","rôzne typy","BSC","US","ks",{"v":0.2,"d":"20.00%"},372.98,372.98,{"v":0,"d":"0.00"},{"v":0,"d":"0.0000%"},"I","KAR, RAT",90183900]
[2344,{"$nulls":3},"XB14.49.8 Pomocné inštrumentárium pre perkutánne rádiologické intervencie - spojovacie rampy",{"$nulls":10},{"v":18,"d":"18.000000"},"ks"]
[2345,"XB14.49.8","X02881","P58193","Vysokotlakové spojovacie rampy Angiodyn","2 a 3 portové. 35 a 70 barov.","BME","DE","ks",{"v":0.2,"d":"20.00%"},11.95,11.95,{"v":0,"d":"0.00"},{"v":0,"d":"0.0000%"},"I","ANG, KAR, RAT",90183900]
[2346,"XB14.49.8","X02887","P60966","Accesories - trojcestný ventil, Manifold, Stopcock","Accesories - trojcestný ventil","AOA","IE","ks",{"v":0.2,"d":"20.00%"},{"v":18,"d":"18.00"},{"v":18,"d":"18.00"},{"v":0,"d":"0.00"},{"v":0,"d":"0.0000%"},"I","ANG, KAR, RAT",90183900]
[2347,{"$nulls":3},"XB14.49.9 Pomocné inštrumentárium pre perkutánne rádiologické intervencie - manometrické PTA striekačky",{"$nulls":10},{"v":118.8,"d":"118.800000"},"ks"]
[2348,"XB14.49.9","X02999","P91498","Nafukovacia pomôcka CaliberTM","model CL3030, PR4030, objem 30ml","PEO","FR","ks",{"v":0.2,"d":"20.00%"},{"v":66,"d":"66.00"},{"v":66,"d":"66.00"},{"v":0,"d":"0.00"},{"v":0,"d":"0.0000%"},"I","ANG, KAR, RAT",90183900]
[2349,"XB14.49.9","X04100","P96284","Plniace zariadenie Presto™","ID4030","BPV","US","ks",{"v":0.2,"d":"20.00%"},{"v":79,"d":"79.00"},{"v":79,"d":"79.00"},{"v":0,"d":"0.00"},{"v":0,"d":"0.0000%"},"I","ANG, KAR, RAT",90183900]
[2350,"XB14.49.9","X02929","P80480","Merač PTA inflácie, súprava,\"Angio-Line\"","rôzne typy a zloženie","BIR","IL","ks",{"v":0.2,"d":"20.00%"},79.31,79.31,{"v":0,"d":"0.00"},{"v":0,"d":"0.0000%"},"I","ANG, KAR, RAT",90189084]
[2351,"XB14.49.9","X03757","P85163,P95239","Zariadenie inflačné analógové/digitálne","Basix Compak, Basix Touch, Big 60, Blue Diamond","MME","US","ks",{"v":0.2,"d":"20.00%"},85.62,85.62,{"v":0,"d":"0.00"},{"v":0,"d":"0.0000%"},"I","ANG, KAR, RAT",90183900]
[2352,"XB14.49.9","X04336","P97339","Zariadenie inflačné Antmed sterilné","rôzne typy","SZH","CN","ks",{"v":0.2,"d":"20.00%"},98.62,98.62,{"v":0,"d":"0.00"},{"v":0,"d":"0.0000%"},"I","ANG, KAR, RAT",90183900]
[2353,"XB14.49.9","X02915","P77186","Pumpa inflačná s manometrom Encore 26 / Encore 26 Advantage Kit","Encore 26 / Encore 26 Advantage Kit","BSC","US","ks",{"v":0.2,"d":"20.00%"},99.61,99.61,{"v":0,"d":"0.00"},{"v":0,"d":"0.0000%"},"I","ANG, KAR, RAT",90183900]
[2354,"XB14.49.9","X02870","P36801","Súprava príslušenstva pre PTCA výkony (Priority Pack)","20/30 Priority Pack Accessory Kit, 20/20 20/30 Priority Pack with Copilot Bleedback Control Valve, Indeflator Plus 30 Priority Pack Accessory Kit, 20/30 Indeflator Inflation device, Indeflator Plus 20, Indeflator Plus 30, Guide wire Introducer accessory kit, Guide wire Introducer accessory kit w. copilot, Guide wire introducer, DOC Guide Wire extension, Copilot Bleedback control valve, Rotating hemostatic valve, Torque device","ABT","US","ks",{"v":0.2,"d":"20.00%"},105.26,105.26,{"v":0,"d":"0.00"},{"v":0,"d":"0.0000%"},"I","ANG, KAR, RAT",90183900]
[2355,"XB14.49.9","X02889","P60966","Accesories - tlaková pumpa","Accesories - tlaková pumpa Dolphin","AOA","IE","ks",{"v":0.2,"d":"20.00%"},{"v":108,"d":"108.00"},{"v":108,"d":"108.00"},{"v":0,"d":"0.00"},{"v":0,"d":"0.0000%"},"I","ANG, KAR, RAT",90183900]
[2356,"XB14.49.9","X04822","P99564","Zariadenie inflacné","pre zákroky balónikovej dilatácie","SDG","CH","ks",{"v":0.2,"d":"20.00%"},110.22,110.22,{"v":0,"d":"0.00"},{"v":0,"d":"0.0000%"},"I","ANG, KAR, RAT",90183900]
[2357,"XB14.49.9","X04103","P96300","Genoss inflator","GBI - 30","GEN","KR","ks",{"v":0.2,"d":"20.00%"},{"v":114,"d":"114.00"},{"v":114,"d":"114.00"},{"v":0,"d":"0.00"},{"v":0,"d":"0.0000%"},"I","ANG, KAR, RAT",90183900]
[2358,"XB14.49.9","X02880","P58188","Manometrické PTA striekačky Angiodyn","20/25ml 30atm.","BME","DE","ks",{"v":0.2,"d":"20.00%"},{"v":118.8,"d":"118.80"},{"v":118.8,"d":"118.80"},{"v":0,"d":"0.00"},{"v":0,"d":"0.0000%"},"I","ANG, KAR, RAT",90183110]
[2359,"XB14.49.9","X03075","P58168","Inflačné zariadenie Perouse","s príslušenstvom","PEO","FR","ks",{"v":0.2,"d":"20.00%"},124.08,{"v":118.8,"d":"118.80"},5.28,{"v":0.042553,"d":"4.2553%"},"S","ANG, KAR, RAT",90183900]
[2360,"XB14.49.9","X03059","P81311","Manometrické striekačky a sety KIMAL","všetky varianty, s príslušenstvom","KML","GB","ks",{"v":0.2,"d":"20.00%"},151.14,{"v":118.8,"d":"118.80"},32.34,{"v":0.213974,"d":"21.3974%"},"S","ANG, KAR, RAT",90183900]
[2361,{"$nulls":3},"XB14.49.10 Pomocné inštrumentárium pre perkutánne rádiologické intervencie - vysokotlakové spojovacie hadičky",{"$nulls":10},{"v":16.5,"d":"16.500000"},"ks"]
[2362,"XB14.49.10","X02965","P84471","Hadička tlaková na vstrekovanie kontrastnej látky - Contrast Injection Lines","rôzne modely ( tlaky, dĺžky, rozmery )","BSC","US","ks",{"v":0.2,"d":"20.00%"},14.11,14.11,{"v":0,"d":"0.00"},{"v":0,"d":"0.0000%"},"I","ANG, KAR, RAT",90183900]
[2363,"XB14.49.10","X02877","P58185","Vysokotlakové spojovacie hadičky Angiodyn","do 84 bar, dĺžka 50-200cm,","BME","DE","ks",{"v":0.2,"d":"20.00%"},{"v":16.5,"d":"16.50"},{"v":16.5,"d":"16.50"},{"v":0,"d":"0.00"},{"v":0,"d":"0.0000%"},"I","ANG, KAR, RAT",90189084]
[2364,"XB14.49.10","X03074","P58170","Pomocné inštrumentárium pre rádiologické výkony,„Perouse“","s príslušenstvom","PEO","FR","ks",{"v":0.2,"d":"20.00%"},64.68,{"v":16.5,"d":"16.50"},48.18,{"v":0.7448980000000001,"d":"74.4898%"},"S","ANG, KAR, RAT",90183900]
[2365,{"$nulls":3},"XB14.49.11 Pomocné inštrumentárium pre perkutánne rádiologické intervencie - Y-konektory",{"$nulls":10},{"v":45.41,"d":"45.410000"},"ks"]
[2366,"XB14.49.11","X02882","P58193","Y-konektor","príslušenstvo k systémom Angiodyn","BME","DE","ks",{"v":0.2,"d":"20.00%"},45.41,45.41,{"v":0,"d":"0.00"},{"v":0,"d":"0.0000%"},"I","KAR, RAT",90189084]
[2367,{"$nulls":3},"XB14.49.12 Pomocné inštrumentárium pre perkutánne rádiologické intervencie - Y-konektory s chlopňou",{"$nulls":10},{"v":47.8,"d":"47.800000"},"ks"]
[2368,"XB14.49.12","X02872","P52775","Radifocus Haemostatis Valve - hemostatický ventíl","príslušenstvo ku katétrom","TCJ","JP","ks",{"v":0.2,"d":"20.00%"},{"v":11.4,"d":"11.40"},{"v":11.4,"d":"11.40"},{"v":0,"d":"0.00"},{"v":0,"d":"0.0000%"},"I","ANG, KAR, RAT",90189084]
[2369,"XB14.49.12","X04935","P97572","Ventil hemostatický","Passage / Access-9 / AccessPLUS / DoublePlay / Honor / MBA / PhD","MME","US","ks",{"v":0.2,"d":"20.00%"},30.03,30.03,{"v":0,"d":"0.00"},{"v":0,"d":"0.0000%"},"I","ANG, KAR, RAT",90183900]
[2370,"XB14.49.12","X04792","P99035","Konektor Super Ketch / Speed Ketch","Y-konektory","MVY","FR","ks",{"v":0.2,"d":"20.00%"},{"v":33.9,"d":"33.90"},{"v":33.9,"d":"33.90"},{"v":0,"d":"0.00"},{"v":0,"d":"0.0000%"},"I","ANG, KAR, RAT",90183900]
[2371,"XB14.49.12","X03530","P58169","Y konektor s chlopňou Perouse","samostatný aj v setu","PEO","FR","ks",{"v":0.2,"d":"20.00%"},34.32,34.32,{"v":0,"d":"0.00"},{"v":0,"d":"0.0000%"},"I","ANG, KAR, RAT",90183900]
[2372,"XB14.49.12","X02930","P80481","Y-konektor,\"Angio-Line\"","s príslušenstvom","BIR","IL","ks",{"v":0.2,"d":"20.00%"},37.49,37.49,{"v":0,"d":"0.00"},{"v":0,"d":"0.0000%"},"I","ANG, KAR, RAT",90189084]
[2373,"XB14.49.12","X02920","P77750","Y-konektory a sety TULIP","Easy-Valve","TUP","NL","ks",{"v":0.2,"d":"20.00%"},44.22,44.22,{"v":0,"d":"0.00"},{"v":0,"d":"0.0000%"},"I","ANG, KAR, RAT",90183900]
[2374,"XB14.49.12","X02936","P81643","Adaptér na hemostázu Gateway Plus Y.","GateWay Plus Y","BSC","US","ks",{"v":0.2,"d":"20.00%"},{"v":47.8,"d":"47.80"},{"v":47.8,"d":"47.80"},{"v":0,"d":"0.00"},{"v":0,"d":"0.0000%"},"I","ANG, KAR, RAT",90183900]
[2375,{"$nulls":3},"XB14.49.13 Pomocné inštrumentárium pre perkutánne rádiologické intervencie - drenážne vaky nefrostomické",{"$nulls":10},{"v":55.4,"d":"55.400000"},"ks"]
[2376,"XB14.49.13","X02971","P85604,P85612","Drenážné sberné súpravy a príslušenstvo URESIL (bez dr.katétrov)","TRU-CLOSE/GDS/SDS Systém, Tru-Fix Kit","URE","US","ks",{"v":0.2,"d":"20.00%"},55.44,{"v":55.4,"d":"55.40"},0.04,{"v":0.000722,"d":"0.0722%"},"S","KAR, RAT",90183900]
[2377,{"$nulls":3},"XB14.49.14 Pomocné inštrumentárium pre perkutánne rádiologické intervencie - sety pre vákuovú mamotómiu",{"$nulls":10},{"v":468.01,"d":"468.010000"},"ks"]
[2378,"XB14.49.14","X05303","P98351","Súprava bioptická Brevera - príslušentvo k bioptickej ihle","BREVDRV / BREVTF01 / BREVTF12 / BREVADPTR, biopsia  prsníkov","HLG","US","ks",{"v":0.2,"d":"20.00%"},154.44,154.44,{"v":0,"d":"0.00"},{"v":0,"d":"0.0000%"},"I","KAR, RAT",90182000]
[2379,"XB14.49.14","X03832","P74194","ATEC/EVIVA príslušenstvo k súprave na vákuovú biopsiu/MRI","rôzne veľkosti","HLG","US","ks",{"v":0.2,"d":"20.00%"},240.24,240.24,{"v":0,"d":"0.00"},{"v":0,"d":"0.0000%"},"I","KAR, RAT",90182000]
[2380,"XB14.49.14","X05302","P98350","Ihla bioptická Brevera BREV09","rôzne typy a veľkosti","HLG","US","ks",{"v":0.2,"d":"20.00%"},335.28,335.28,{"v":0,"d":"0.00"},{"v":0,"d":"0.0000%"},"I","KAR, RAT",90182000]
[2381,"XB14.49.14","X03835","P74194,P74193","ATEC/EVIVA súprava na vákuovú biopsiu","ATEC Biopsy Devices; EVIVA Biopsy Devices","HLG","US","ks",{"v":0.2,"d":"20.00%"},{"v":336.6,"d":"336.60"},{"v":336.6,"d":"336.60"},{"v":0,"d":"0.00"},{"v":0,"d":"0.0000%"},"I","KAR, RAT",90182000]
[2382,"XB14.49.14","X03548","P90716","Značkovač miesta biopsie O-Twist Marker (OTM)","rovný/zahnutý, priemer 18G, rôzne dĺžky","BPG","DE","ks",{"v":0.2,"d":"20.00%"},357.56,357.56,{"v":0,"d":"0.00"},{"v":0,"d":"0.0000%"},"I","KAR, RAT",90183900]
[2383,"XB14.49.14","X03833","P74194","ATEC súprava na vákuovú biopsiu pod MRI","rôzne veľkosti","HLG","US","ks",{"v":0.2,"d":"20.00%"},467.28,467.28,{"v":0,"d":"0.00"},{"v":0,"d":"0.0000%"},"I","KAR, RAT",90182000]
[2384,"XB14.49.14","X02893","P72892,P80160","Ihla punkčná Tumark MRI / Tumark Trio / Tumark Professional. Klip mamografický lokalizačný - Tumark, Tumark Flex.","Na aplikáciu klipov a markerov. Lokalizácia nehmatných lézií.","SOM","DE","ks",{"v":0.2,"d":"20.00%"},468.01,468.01,{"v":0,"d":"0.00"},{"v":0,"d":"0.0000%"},"I","KAR, RAT",90183900]
[2385,"XB14.49.14","X03540","P89293","Sety pre vákuovú mamotómiu - súpravy sond na biopsiu prsníka BLES/Advance BLES","rôzne typy","IER","US","ks",{"v":0.2,"d":"20.00%"},{"v":807,"d":"807.00"},468.01,338.99,{"v":0.420062,"d":"42.0062%"},"S","KAR, RAT",90183900]
[2386,"XB14.49.14","X03170","P91537,P91538,P91539","Sonda na biopsiu prsníka a ovládač EnCor® MRI, značkovač miesta biopsie Gel Mark® Ultra k sondám EnCor®, súprava zavádzača EnCor®,  lokalizačný systém DuaLok®","všetky veľkosti a modely podľa špecifikácie","BAR","US","ks",{"v":0.2,"d":"20.00%"},{"v":850,"d":"850.00"},468.01,381.99,{"v":0.44939999999999997,"d":"44.9400%"},"S","KAR, RAT",90183900]
[2387,{"$nulls":3},"XB14.49.15 Pomocné inštrumentárium pre perkutánne rádiologické intervencie - lasá pre extrakciu cudzích telies",{"$nulls":10},{"v":1108.8,"d":"1,108.800000"},"ks"]
[2388,"XB14.49.15","X03379","P89904","Vyťahovače s očkom","rôzne veľkosti","COK","DK","ks",{"v":0.2,"d":"20.00%"},{"v":547.8,"d":"547.80"},{"v":547.8,"d":"547.80"},{"v":0,"d":"0.00"},{"v":0,"d":"0.0000%"},"I","ANG, KAR, RAT",90183900]
[2389,"XB14.49.15","X03760","P85497,P92594","Katéter endovaskulárny slučkový","EnSnare, OneSnare","MME","US","ks",{"v":0.2,"d":"20.00%"},646.56,646.56,{"v":0,"d":"0.00"},{"v":0,"d":"0.0000%"},"I","ANG, KAR, RAT",90183900]
[2390,"XB14.49.15","X03451","P90175","Súprava Atrieve™ Vascular Snare laso pre extrakciu cudzích telies, TLAB","rôzne veľkosti a dĺžky","EDW","US","ks",{"v":0.2,"d":"20.00%"},{"v":892,"d":"892.00"},{"v":892,"d":"892.00"},{"v":0,"d":"0.00"},{"v":0,"d":"0.0000%"},"I","ANG, KAR, RAT",90183900]
[2391,"XB14.49.15","X02890","P69676","Extrakčné slučky (lasá) PFM","Multi-snare, Multi-Snare Micro","PFM","DE","ks",{"v":0.2,"d":"20.00%"},{"v":910.8,"d":"910.80"},{"v":910.8,"d":"910.80"},{"v":0,"d":"0.00"},{"v":0,"d":"0.0000%"},"I","ANG, KAR, RAT",90183900]
[2392,"XB14.49.15","X02902","P74067,P74068,P78040,P79969","Slučka flexibilná AndraSnare, AndraSnare Micro, Loopmaster Sochman , košík AndraBasket","nástroj na odstraňovanie cudzích telies","ANM","DE","ks",{"v":0.2,"d":"20.00%"},{"v":910.8,"d":"910.80"},{"v":910.8,"d":"910.80"},{"v":0,"d":"0.00"},{"v":0,"d":"0.0000%"},"I","ANG, KAR, RAT",90183900]
[2393,"XB14.49.15","X02908","P75656","Slučka Amplatz Goose Neck Snare",null,"EV3","US","ks",{"v":0.2,"d":"20.00%"},{"v":1108.8,"d":"1,108.80"},{"v":1108.8,"d":"1,108.80"},{"v":0,"d":"0.00"},{"v":0,"d":"0.0000%"},"I","ANG, KAR, RAT",90189084]
[2394,"XB14.49.15","X02895","P72334","Laso na odstranenie cudzích telies LASSOO",null,"BEX","FR","ks",{"v":0.2,"d":"20.00%"},{"v":1293.6,"d":"1,293.60"},{"v":1108.8,"d":"1,108.80"},{"v":184.8,"d":"184.80"},{"v":0.142857,"d":"14.2857%"},"S","ANG, KAR, RAT",90183900]
[2395,{"$nulls":3},"XB14.49.16 Pomocné inštrumentárium pre perkutánne rádiologické intervencie - iné extrakčné zariadenia do periférie",{"$nulls":10},{"v":1548,"d":"1,548.000000"},"ks"]
[2396,"XB14.49.16","X03761","P85497,P92594","Katéter endovaskulárny slučkový","EnSnare mini, OneSnare micro","MME","US","ks",{"v":0.2,"d":"20.00%"},{"v":936,"d":"936.00"},{"v":936,"d":"936.00"},{"v":0,"d":"0.00"},{"v":0,"d":"0.0000%"},"I","ANG, KAR, RAT",90183900]
[2397,"XB14.49.16","X03010","P91874","Slučka cievna flexibilná Elite Expro, Elite Micro, Elite Quatro",null,"VAI","US","ks",{"v":0.2,"d":"20.00%"},{"v":1548,"d":"1,548.00"},{"v":1548,"d":"1,548.00"},{"v":0,"d":"0.00"},{"v":0,"d":"0.0000%"},"I","ANG, KAR, RAT",90189084]
[2398,{"$nulls":3},"XB14.49.17 Pomocné inštrumentárium pre perkutánne rádiologické intervencie - zariadenia na extrakciu cudzích telies z intrakraniálnej cirkulácie",{"$nulls":10},{"v":1496.88,"d":"1,496.880000"},"ks"]
[2399,"XB14.49.17","X02944","P82522","Slučka Amplatz Goose Neck MicroSnare",null,"EV3","US","ks",{"v":0.2,"d":"20.00%"},{"v":1496.88,"d":"1,496.88"},{"v":1496.88,"d":"1,496.88"},{"v":0,"d":"0.00"},{"v":0,"d":"0.0000%"},"I","KAR, RAT",90189084]
[2400,"XB14.49.17","X02974","P86290","Zariadenie vyťahovacie Alligator",null,"EV3","US","ks",{"v":0.2,"d":"20.00%"},{"v":1496.88,"d":"1,496.88"},{"v":1496.88,"d":"1,496.88"},{"v":0,"d":"0.00"},{"v":0,"d":"0.0000%"},"I","KAR, RAT",90189084]
[2401,{"$nulls":3},"XB14.49.18 Pomocné inštrumentárium pre perkutánne rádiologické intervencie - set pre punkciu a odber kostnej drene",{"$nulls":10},{"v":1452,"d":"1,452.000000"},"ks"]
[2402,"XB14.49.18","X03081","P82046","Súprava spracovávacia a odberová BMAC","s príslušenstvom, na odber kostnej drene","TCJ","DE","ks",{"v":0.2,"d":"20.00%"},{"v":1452,"d":"1,452.00"},{"v":1452,"d":"1,452.00"},{"v":0,"d":"0.00"},{"v":0,"d":"0.0000%"},"I","KAR, RAT",90183110]
[2403,{"$nulls":3},"XB14.49.19 Pomocné inštrumentárium pre perkutánne rádiologické intervencie - centrálny venózny katéter",{"$nulls":10},{"v":299.01,"d":"299.010000"},"ks"]
[2404,"XB14.49.19","X05081","P79940","Katéter pre chronickú hemodialýzu",null,"MME","US","ks",{"v":0.2,"d":"20.00%"},{"v":290,"d":"290.00"},{"v":290,"d":"290.00"},{"v":0,"d":"0.00"},{"v":0,"d":"0.0000%"},"I","ANG, KAR, RAT",90183900]
[2405,"XB14.49.19","X02978","P88069,P88070,P88071,P88072,P91486","Permanentné hemodialyzačné katétre Hemosplit aHemosplit XK, HemoStar* a HemoStar* XK, Equistream*a Equistream* XK, GlidePath®","všetky veľkosti podľa dokumentácie","BAR","US","ks",{"v":0.2,"d":"20.00%"},299.01,299.01,{"v":0,"d":"0.00"},{"v":0,"d":"0.0000%"},"I","ANG, KAR, RAT",90183900]
[2406,{"$nulls":3},"XB14.49.20 Pomocné inštrumentárium pre perkutánne rádiologické intervencie - angiografický set",{"$nulls":10},{"v":120,"d":"120.000000"},"ks"]
[2407,"XB14.49.20","X03656","P77061","Angiografický set AngioTouch pre systém ACIST CVi","ručný ovládač AngioTouch, Y konektor, vysokotlaková hadica (AT-P54/AT-P65/AT-S54/AT-S65)","ACD","US","ks",{"v":0.2,"d":"20.00%"},{"v":50,"d":"50.00"},{"v":50,"d":"50.00"},{"v":0,"d":"0.00"},{"v":0,"d":"0.0000%"},"I","ANG, KAR, RAT",90183900]
[2408,"XB14.49.20","X02540","P80462,P80464,P80466","Zavádzacie sety","rôzne typy, rozmery a zloženia setov","BIR","IL","ks",{"v":0.2,"d":"20.00%"},55.85,55.85,{"v":0,"d":"0.00"},{"v":0,"d":"0.0000%"},"I","ANG, KAR, RAT",90189084]
[2409,"XB14.49.20","X02931","P80488","Zavádzací set s príslušenstvom na angiografiu,\"CPT Angio pack\"","na mieru, podľa požiadaviek konkrétneho pracoviska","BIR","IL","ks",{"v":0.2,"d":"20.00%"},86.64,86.64,{"v":0,"d":"0.00"},{"v":0,"d":"0.0000%"},"I","ANG, KAR, RAT",90189084]
[2410,"XB14.49.20","X03661","P77061","Angiografický set ACIST CVi","tlakový prevodník so zbernou hadicou a striekačkou (BT2000/B2000), ručný ovládač AngioTouch, Y konektor, vysokotlaková hadica (AT-P54/AT-P65/AT-S54/AT-S65), striekačka, hadica a svorka (A2000)","ACD","US","ks",{"v":0.2,"d":"20.00%"},{"v":104.1,"d":"104.10"},{"v":104.1,"d":"104.10"},{"v":0,"d":"0.00"},{"v":0,"d":"0.0000%"},"I","ANG, KAR, RAT",90183900]
[2411,"XB14.49.20","X01061","P58187","Zavádzací set na angiografiu Angiodyn set","s príslušenstvom, na mieru, podľa požiadaviek konkrétneho pracoviska","BME","DE","ks",{"v":0.2,"d":"20.00%"},{"v":120,"d":"120.00"},{"v":120,"d":"120.00"},{"v":0,"d":"0.00"},{"v":0,"d":"0.0000%"},"I","ANG, KAR, RAT",90189084]
[2412,{"$nulls":3},"XB14.49.21 Pomocné inštrumentárium pre perkutánne rádiologické intervencie - set pre endovaskulárne intervencie",{"$nulls":10},{"v":150,"d":"150.000000"},"ks"]
[2413,"XB14.49.21","X04691","P98862","Súprava sterilná k závesnému systému antiradiačnej ochrany ZG","príslušenstvo Zero Gravity ZGD20WA-LOOP","TDI","US","ks",{"v":0.2,"d":"20.00%"},47.52,47.52,{"v":0,"d":"0.00"},{"v":0,"d":"0.0000%"},"I","ANG, KAR, RAT",90229010]
[2414,"XB14.49.21","X03805","P95140","Súprava sterilná Cathkit AF","príslušenstvo ku kabíne na ochranu pred RTG žiarením Cathpax AF","LEM","FR","ks",{"v":0.2,"d":"20.00%"},{"v":52.8,"d":"52.80"},{"v":52.8,"d":"52.80"},{"v":0,"d":"0.00"},{"v":0,"d":"0.0000%"},"I","ANG, KAR, RAT",90229000]
[2415,"XB14.49.21","X03061","P84495","Set s príslušenstvom pre CT/MR/UZ invazívné výkony KIMAL","s príslušenstvom, na mieru, podľa požiadaviek konkrétneho pracoviska","KML","GB","ks",{"v":0.2,"d":"20.00%"},92.14,92.14,{"v":0,"d":"0.00"},{"v":0,"d":"0.0000%"},"I","ANG, KAR, RAT",90183900]
[2416,"XB14.49.21","X03024","P92778","Rúško ochranné sterilné","ochrana pred RTG žiarením; rôzne rozmery","WWI","US","ks",{"v":0.2,"d":"20.00%"},109.03,109.03,{"v":0,"d":"0.00"},{"v":0,"d":"0.0000%"},"I","ANG, KAR, RAT",90229000]
[2417,"XB14.49.21","X05229","P81528","Súprava angiografická AngioPack MFN 3","príslušenstvo pre angiografické výkony","MEE","NL","ks",{"v":0.2,"d":"20.00%"},138.98,138.98,{"v":0,"d":"0.00"},{"v":0,"d":"0.0000%"},"I","ANG, KAR, RAT",90183900]
[2418,"XB14.49.21","X03513","P93469","Angio rúškovací set VYGON","s príslušenstvom, na mieru, podľa požiadaviek konkrétneho pracoviska","VYG","FR","ks",{"v":0.2,"d":"20.00%"},{"v":139,"d":"139.00"},{"v":139,"d":"139.00"},{"v":0,"d":"0.00"},{"v":0,"d":"0.0000%"},"I","ANG, KAR, RAT",90183900]
[2419,"XB14.49.21","X02879","P58187","Set na endovaskulárnu intervenciu Angiodyn set","s príslušenstvom, na mieru podľa požiadaviek konkrétneho pracoviska","BME","DE","ks",{"v":0.2,"d":"20.00%"},{"v":150,"d":"150.00"},{"v":150,"d":"150.00"},{"v":0,"d":"0.00"},{"v":0,"d":"0.0000%"},"I","ANG, KAR, RAT",90189084]
[2420,{"$nulls":3},"XB14.49.22 Pomocné inštrumentárium pre perkutánne aortálne a neuro-rádiologické intervencie",{"$nulls":10},{"v":633.6,"d":"633.600000"},"ks"]
[2421,"XB14.49.22","X03673","P93760","Systém aspiračný s príslušenstvom Indigo","rôzne druhy a veľkosti, kanister","PNB","US","ks",{"v":0.2,"d":"20.00%"},{"v":132,"d":"132.00"},{"v":132,"d":"132.00"},{"v":0,"d":"0.00"},{"v":0,"d":"0.0000%"},"I","KAR, RAT",90183900]
[2422,"XB14.49.22","X03448","P84308","Systém revaskularizačný Penumbra","kanister","PNB","US","ks",{"v":0.2,"d":"20.00%"},{"v":132,"d":"132.00"},{"v":132,"d":"132.00"},{"v":0,"d":"0.00"},{"v":0,"d":"0.0000%"},"I","KAR, RAT",90183900]
[2423,"XB14.49.22","X04866","P99572","Hadička aspiračná AXS Universal Aspiration Tubing","k zbernému systému telesných tekutín","MDL","CH","ks",{"v":0.2,"d":"20.00%"},{"v":198,"d":"198.00"},{"v":198,"d":"198.00"},{"v":0,"d":"0.00"},{"v":0,"d":"0.0000%"},"I","KAR, RAT",90183900]
[2424,"XB14.49.22","X03808","P95191","Systém embolizačný Penumbra Smart Coil s odnímateľnou rukoväťou","Standard / Soft / Extra Soft / Helical Extra Soft, odnímateľná rukoväť","PNB","US","ks",{"v":0.2,"d":"20.00%"},{"v":198,"d":"198.00"},{"v":198,"d":"198.00"},{"v":0,"d":"0.00"},{"v":0,"d":"0.0000%"},"I","KAR, RAT",90183900]
[2425,"XB14.49.22","X03450","P87020","Systém špirálový Penumbra Coil 400","endovaskulárna embolizácia, odpútavacie zariadenie","PNB","US","ks",{"v":0.2,"d":"20.00%"},{"v":198,"d":"198.00"},{"v":198,"d":"198.00"},{"v":0,"d":"0.00"},{"v":0,"d":"0.0000%"},"I","KAR, RAT",90183900]
[2426,"XB14.49.22","X05109","P0503A","Systém aspiračný Riptide","aspiračná hadička s veľkým otvorom a zberná nádoba","EV3","US","ks",{"v":0.2,"d":"20.00%"},{"v":216,"d":"216.00"},{"v":216,"d":"216.00"},{"v":0,"d":"0.00"},{"v":0,"d":"0.0000%"},"I","KAR, RAT",39173200]
[2427,"XB14.49.22","X03007","P91572","Systém abdominálneho stentgraftu OVATION PRIME","Autoinjector - autoinjektor","TIV","US","ks",{"v":0.2,"d":"20.00%"},{"v":237.6,"d":"237.60"},{"v":237.6,"d":"237.60"},{"v":0,"d":"0.00"},{"v":0,"d":"0.0000%"},"I","KAR, RAT",90219090]
[2428,"XB14.49.22","X03674","P93760","Systém aspiračný s príslušenstvom Indigo","rôzne druhy a veľkosti, aspiračná tuba","PNB","US","ks",{"v":0.2,"d":"20.00%"},{"v":264,"d":"264.00"},{"v":264,"d":"264.00"},{"v":0,"d":"0.00"},{"v":0,"d":"0.0000%"},"I","KAR, RAT",90183900]
[2429,"XB14.49.22","X03449","P84308","Systém revaskularizačný Penumbra","aspiračná tuba","PNB","US","ks",{"v":0.2,"d":"20.00%"},{"v":264,"d":"264.00"},{"v":264,"d":"264.00"},{"v":0,"d":"0.00"},{"v":0,"d":"0.0000%"},"I","KAR, RAT",90183900]
[2430,"XB14.49.22","X04029","P93760","Systém aspiračný s príslušenstvom Indigo","rôzne druhy a veľkosti, aspiračná tuba IST3","PNB","US","ks",{"v":0.2,"d":"20.00%"},{"v":300,"d":"300.00"},{"v":300,"d":"300.00"},{"v":0,"d":"0.00"},{"v":0,"d":"0.0000%"},"I","KAR, RAT",90183900]
[2431,"XB14.49.22","X03774","P93760","Systém aspiračný s príslušenstvom Indigo","rôzne druhy a veľkosti, aspiračná tuba","PNB","US","ks",{"v":0.2,"d":"20.00%"},{"v":330,"d":"330.00"},{"v":330,"d":"330.00"},{"v":0,"d":"0.00"},{"v":0,"d":"0.0000%"},"I","KAR, RAT",90183900]
[2432,"XB14.49.22","X04865","P99571","Súprava vložiek AXS Universal Liner Set","k zbernému systému telesných tekutín","MDL","CH","bal",{"v":0.2,"d":"20.00%"},395.97,395.97,{"v":0,"d":"0.00"},{"v":0,"d":"0.0000%"},"I","KAR, RAT",90183900]
[2433,"XB14.49.22","X02942","P82519","Systém embolizačný tekutý Onyx SCIFA príslušenstvo","koncovka katétrová","EV3","US","ks",{"v":0.1,"d":"10.00%"},548.13,548.13,{"v":0,"d":"0.00"},{"v":0,"d":"0.0000%"},"I","KAR, RAT",90219090]
[2434,"XB14.49.22","X03006","P91571","Systém abdominálneho stentgraftu OVATION PRIME","Fill Polymer - plniaci polymér","TIV","US","ks",{"v":0.2,"d":"20.00%"},{"v":633.6,"d":"633.60"},{"v":633.6,"d":"633.60"},{"v":0,"d":"0.00"},{"v":0,"d":"0.0000%"},"I","KAR, RAT",90219090]
[2435,"XB14.49.22","X03012","P91876","Ventil hemostatický Guardian II",null,"VAI","US","ks",{"v":0.2,"d":"20.00%"},{"v":633.6,"d":"633.60"},{"v":633.6,"d":"633.60"},{"v":0,"d":"0.00"},{"v":0,"d":"0.0000%"},"I","KAR, RAT",90189084]
[2436,{"$nulls":3},"XB14.49.25 Pomocné inštrumentárium pre perkutánne rádiologické intervencie - sety pre TIPS",{"$nulls":10},{"v":1980.18,"d":"1,980.180000"},"ks"]
[2437,"XB14.49.25","X04931","P94733","Súprava punkčná TIPS",null,"OMI","DE","ks",{"v":0.2,"d":"20.00%"},{"v":1211.76,"d":"1,211.76"},{"v":1211.76,"d":"1,211.76"},{"v":0,"d":"0.00"},{"v":0,"d":"0.0000%"},"I","KAR, RAT",90183900]
[2438,"XB14.49.25","X03436","P72828","Transjugulárne hepatické sety",null,"COK","US","ks",{"v":0.2,"d":"20.00%"},{"v":1980.18,"d":"1,980.18"},{"v":1980.18,"d":"1,980.18"},{"v":0,"d":"0.00"},{"v":0,"d":"0.0000%"},"I","KAR, RAT",90183900]
[2439,{"$nulls":3},"XB14.49.28 Pomocné inštrumentárium pre perkutánne rádiologické intervencie - sety so sondou pre GIT",{"$nulls":10},{"v":778.8,"d":"778.800000"},"ks"]
[2440,"XB14.49.28","X05084","P0862A","Sonda pažeráková ezofageálneho systému na monitorovanie teploty CIRCA","S-CATH / S CATH M; rôzne typy","CIF","US","ks",{"v":0.2,"d":"20.00%"},{"v":775.5,"d":"775.50"},{"v":775.5,"d":"775.50"},{"v":0,"d":"0.00"},{"v":0,"d":"0.0000%"},"I","KAR, KCH, RAT",90183900]
[2441,"XB14.49.28","X04780","P96585","Systém ezofageálny SENSITHERM","na monitorovanie teploty; sonda pažeráková","FIA","IT","ks",{"v":0.2,"d":"20.00%"},{"v":778.8,"d":"778.80"},{"v":778.8,"d":"778.80"},{"v":0,"d":"0.00"},{"v":0,"d":"0.0000%"},"I","KAR, KCH, RAT",90183900]
[2442,{"$nulls":3},"XB14.49.30 Invázivne meranie srdcového výdaja",{"$nulls":10},{"v":300,"d":"300.000000"},"ks"]
[2443,"XB14.49.30","X04492","P72918","Senzor FloTrac, Volume View, ClearSight, PreSep, ForeSight","príslušenstvo k monitoru Vigileo a k systému klinickej platformy EV1000 / EV1000NI","EDW","US","ks",{"v":0.2,"d":"20.00%"},{"v":300,"d":"300.00"},{"v":300,"d":"300.00"},{"v":0,"d":"0.00"},{"v":0,"d":"0.0000%"},"I","KAR, KCH, RAT",90183900]
[2444,{"$nulls":3},"XB14.49.31 Pomocné inštrumentárium pre perkutánne rádiologické intervencie - kryoelektródy",{"$nulls":10},{"v":316.8,"d":"316.800000"},"ks"]
[2445,"XB14.49.31","X05149","P0731A","Sonda kontaktná sterilná jednorazová s neurostimuláciou","ku kryochirurgickému zariadeniu Cryo-S Painless","MFY","PL","ks",{"v":0.2,"d":"20.00%"},{"v":316.8,"d":"316.80"},{"v":316.8,"d":"316.80"},{"v":0,"d":"0.00"},{"v":0,"d":"0.0000%"},"I","AGG, RAT",90211010]
[2446,{"$nulls":3},"XB14.49.32 Pomocné inštrumentárium pre perkutánne koronárne intervencie - pomôcka na výmenu intervenčného inštrumentária",{"$nulls":10},{"v":801.7,"d":"801.700000"},"ks"]
[2447,"XB14.49.32","X05260","P99140","Pomôcka na výmenu internvenčného inštrumentária Trapper",null,"CRX","IE","ks",{"v":0.2,"d":"20.00%"},{"v":801.7,"d":"801.70"},{"v":801.7,"d":"801.70"},{"v":0,"d":"0.00"},{"v":0,"d":"0.0000%"},"I","KAR, RAT",90183900]
[2448,{"$nulls":3},"XB15 Bariérové membrány",{"$nulls":10},{"v":1218.99,"d":"1,218.990000"},"ks"]
[2449,"XB15","X05305","P93646","Puzdro absorbovateľné antibakteriálne TYRX","na stabilizáciu CIED a INS prístrojov, prevencia infekcií a možných komplikácií","MDT","US","ks",{"v":0.2,"d":"20.00%"},{"v":1218.99,"d":"1,218.99"},{"v":1218.99,"d":"1,218.99"},{"v":0,"d":"0.00"},{"v":0,"d":"0.0000%"},"I","CHI, KCH, NCH, URO",90219090]
[2450,{"$nulls":3},"XC1 Komponenty pre náhrady bedrového kĺbu"]
[2451,{"$nulls":3},"XC1.1 Cementovaná TEP bedrového kĺbu kov /  polyetylén",{"$nulls":10},{"v":906,"d":"906.000000"},"set"]
[2452,"XC1.1","X00279","P71255,P71258,P82297","Stryker Exeter V40","Stryker Exeter V40 totálna náhrada bedra: 1ks hlavička femorálneho drieku vo veľkostiach 22 až 32mm, kostný cement 2 bal.","STR","US","set",{"v":0.1,"d":"10.00%"},144.96,144.96,{"v":0,"d":"0.00"},{"v":0,"d":"0.0000%"},"I","ORT, UCH",90213100]
[2453,"XC1.1","X00277","P54457,P88055,P54456","náhrada bedrového kĺbu CHARNLEY MODULAR / ELITE PLUS","cementovaný driek a cementovaná jamka, MoP","DPI","GB","set",{"v":0.1,"d":"10.00%"},677.96,677.96,{"v":0,"d":"0.00"},{"v":0,"d":"0.0000%"},"I","ORT, UCH",90213100]
[2454,"XC1.1","X00284","P54217,P54218,P59568","Cementovaná TEP bedrového kĺbu","Cementovaná TEP bedrového kĺbu POLDI","BEZ","CZ","set",{"v":0.1,"d":"10.00%"},708.39,708.39,{"v":0,"d":"0.00"},{"v":0,"d":"0.0000%"},"I","ORT, UCH",90213100]
[2455,"XC1.1","X00280","P32552,P32553,P32554","Cementovaná TEP bedrového kĺbu kov/polyetylén Centrament","driek Centrament, jamka PE-CUP alebo Isofar PE-CUP, hlavička Isodur, centralizér","AES","DE","set",{"v":0.1,"d":"10.00%"},722.37,722.37,{"v":0,"d":"0.00"},{"v":0,"d":"0.0000%"},"I","ORT, UCH",90213100]
[2456,"XC1.1","X00278","P71255","Stryker Exeter V40","Stryker Exeter V40 totálna náhrada bedra: femorálny driek 1ks offset od 30mm do 44 mm vo veľkostiach 0 až 6, acetabulárna jamka 1ks s vnútorným priemerom 22 až 30mm a vonkajším priemerom 40 až 56mm, kostný plug dĺžka 6 až 20mm.","STR","FR","set",{"v":0.1,"d":"10.00%"},761.04,761.04,{"v":0,"d":"0.00"},{"v":0,"d":"0.0000%"},"I","ORT, UCH",90213100]
[2457,"XC1.1","X00281","P32552,P32553,P32554","Cementovaná TEP bedrového kĺbu kov/polyetylén Excia","driek Excia, jamka PE-CUP alebo Isofar PE-CUP, hlavička Isodur, centralizér","AES","DE","set",{"v":0.1,"d":"10.00%"},{"v":774.4,"d":"774.40"},{"v":774.4,"d":"774.40"},{"v":0,"d":"0.00"},{"v":0,"d":"0.0000%"},"I","ORT, UCH",90213100]
[2458,"XC1.1","X00282","P32552,P32553,P32554","Cementovaná TEP bedrového kĺbu kov/polyetylén Trilliance","driek Trilliance, jamka PE-CUP alebo Isofar PE-CUP, hlavička Isodur, centralizér","AES","DE","set",{"v":0.1,"d":"10.00%"},{"v":786.5,"d":"786.50"},{"v":786.5,"d":"786.50"},{"v":0,"d":"0.00"},{"v":0,"d":"0.0000%"},"I","ORT, UCH",90213100]
[2459,"XC1.1","X00275","P83726,P31833,P83727","náhrada bedrového kĺbu AUTOBLOQUANTE/TRILOC II","cementovaný driek a cementovaná jamka, MoP","DPI","FR","set",{"v":0.1,"d":"10.00%"},797.28,797.28,{"v":0,"d":"0.00"},{"v":0,"d":"0.0000%"},"I","ORT, UCH",90213100]
[2460,"XC1.1","X00273","P20098,P20099,P20100,P77674,P77676","Cementovaná TEP bedrového kĺbu LIMA kov/polyetylén","SL driek veľ.02,0,1-8; Logica driek veľ.01,0,1-5; cem.jamka veľ.40-58mm(po2mm) aj offset; hlavička AISI 28mm veľ.S-XXXL; cem.zátka veľ.1,2,3","LIM","IT","set",{"v":0.1,"d":"10.00%"},844.58,844.58,{"v":0,"d":"0.00"},{"v":0,"d":"0.0000%"},"I","ORT, UCH",90213100]
[2461,"XC1.1","X02682","P92007,P92009,P92011","Náhrada bedrového klbu Muller/Bicana","Jamka 0°,10°,vel.28/44-32/64,Driek pravý/lavý 126°,135°1-6,Kov.hlav.28,32,S,M,L,,XL","ICA","DE","set",{"v":0.1,"d":"10.00%"},858.97,858.97,{"v":0,"d":"0.00"},{"v":0,"d":"0.0000%"},"I","ORT, UCH",90213100]
[2462,"XC1.1","X00470","P22133","Lubinus Classic Plus","1 driek rôznych veľkostí, 1 jamka rôznych veľkostí, 1 kovová hlavička rôznych veľkostí","WAL","DE","set",{"v":0.1,"d":"10.00%"},877.25,877.25,{"v":0,"d":"0.00"},{"v":0,"d":"0.0000%"},"I","ORT, UCH",90213100]
[2463,"XC1.1","X01136","P54217,P54218,P59568,P39147,P39146","Cementovaná TEP bderového kĺbu","Cementovaná TEP bedrového klbu CSC, POLDI","BEZ","CZ","set",{"v":0.1,"d":"10.00%"},884.01,884.01,{"v":0,"d":"0.00"},{"v":0,"d":"0.0000%"},"I","ORT, UCH",90213100]
[2464,"XC1.1","X00283","P54217,P54218,P59568","Cementovaná TEP bedrového kĺbu","Cementovaná TEP bedrového kĺbu CSC,TRIO","BEZ","CZ","set",{"v":0.1,"d":"10.00%"},884.01,884.01,{"v":0,"d":"0.00"},{"v":0,"d":"0.0000%"},"I","ORT, UCH",90213100]
[2465,"XC1.1","X00271","P39686,P89069,P89068,P89070","Endoprotéza bedrového kĺbu Biomet","BiMetric Hip, Taperloc Hip System, Modular Femoral Heads, Muller Type Acetabular Cup","BIM-GB","UK","set",{"v":0.1,"d":"10.00%"},{"v":900,"d":"900.00"},{"v":900,"d":"900.00"},{"v":0,"d":"0.00"},{"v":0,"d":"0.0000%"},"I","ORT, UCH",90213100]
[2466,"XC1.1","X04073","P96217,P96218,P96219,P96220,P96221","Endoprotéza bedrového kĺbu úplná Polarstem","driek Polarstem, jamka Muller Cup II, hlavička CoCr alebo SST","SND","CH","set",{"v":0.1,"d":"10.00%"},{"v":900,"d":"900.00"},{"v":900,"d":"900.00"},{"v":0,"d":"0.00"},{"v":0,"d":"0.0000%"},"I","ORT, UCH",90213100]
[2467,"XC1.1","X04074","P96217,P96218,P96219,P96220,P96221","Endoprotéza bedrového kĺbu úplná Polarstem","driek Polarstem, jamka Reflection All POLY/XLPE, hlavička CoCr alebo SST","SND","CH","set",{"v":0.1,"d":"10.00%"},{"v":900,"d":"900.00"},{"v":900,"d":"900.00"},{"v":0,"d":"0.00"},{"v":0,"d":"0.0000%"},"I","ORT, UCH",90213100]
[2468,"XC1.1","X00632","P89093","Cementovaná TEP bedrového kĺbu kov/polyetylén","Cementovaná TEP bedrového kĺbu twinSys,CCB, driek twinSys standart/lateralizovaný veľkosti 9-16, jamka vnútorný priemer 28/32mm vonkajší od 44 do 64mm po 2mm,hlavička 28,32mm - 5 veľkostí S,M,L,XL,XXL","MHG","CH","set",{"v":0.1,"d":"10.00%"},903.87,903.87,{"v":0,"d":"0.00"},{"v":0,"d":"0.0000%"},"I","ORT, UCH",90213100]
[2469,"XC1.1","X00630","P54370,P54378,P87924","Cementovaná TEP bedrového kĺbu","Cementovaná ZCA PE jamka, Cementovaný driek CPT, CPT centralizér, Kovová hlavica","ZIM","US","set",{"v":0.1,"d":"10.00%"},{"v":905,"d":"905.00"},{"v":905,"d":"905.00"},{"v":0,"d":"0.00"},{"v":0,"d":"0.0000%"},"I","ORT, UCH",90213100]
[2470,"XC1.1","X00629","P54370,P73449,P54369,P87924","Cementovaná TEP bedrového kĺbu","Cementovaná ZCA PE jamka, Cementovaný driek MS-30, MS-30 centralizér, VerSys kovová hlavica","ZIM","US","set",{"v":0.1,"d":"10.00%"},{"v":905,"d":"905.00"},{"v":905,"d":"905.00"},{"v":0,"d":"0.00"},{"v":0,"d":"0.0000%"},"I","ORT, UCH",90213100]
[2471,"XC1.1","X05223","P32552,P32553,P32554","Cementovaná TEP bedrového kĺbu kov/polyetylén CoreHip, driek CoreHip, jamka PE-CUP, hlavička Isodur, centralizér",null,"AES","DE","set",{"v":0.1,"d":"10.00%"},905.69,905.69,{"v":0,"d":"0.00"},{"v":0,"d":"0.0000%"},"I","ORT, UCH",90213100]
[2472,"XC1.1","X00272","P20098,P20099,P20100,P77674,P77676","Cementovaná TEP bedrového kĺbu LIMA kov/polyetylén","Driek H-Max C, Friendly short; cem.jamka veľ.40-58(po2mm) aj offset; hlavička AISI 28mm veľ.S-XXXL; cem.zátka veľ.1,2,3","LIM","IT","set",{"v":0.1,"d":"10.00%"},905.99,905.99,{"v":0,"d":"0.00"},{"v":0,"d":"0.0000%"},"I","ORT, UCH",90213100]
[2473,"XC1.1","X00274","P84854,P31833,P83727","náhrada bedrového kĺbu CORAIL cem / TRILOC II","cementovaný driek a cementovaná jamka, MoP","DPI","FR","set",{"v":0.1,"d":"10.00%"},{"v":906,"d":"906.00"},{"v":906,"d":"906.00"},{"v":0,"d":"0.00"},{"v":0,"d":"0.0000%"},"I","ORT, UCH",90213100]
[2474,"XC1.1","X00276","P59944,P31833,P83727","náhrada bedrového kĺbu CSTEM AMT / TRILOC II","cementovaný driek a cementovaná jamka, MoP","DPI","GB","set",{"v":0.1,"d":"10.00%"},{"v":906,"d":"906.00"},{"v":906,"d":"906.00"},{"v":0,"d":"0.00"},{"v":0,"d":"0.0000%"},"I","ORT, UCH",90213100]
[2475,{"$nulls":3},"XC1.2 Cementovaná TEP bedrového kĺbu keramika / polyetylén",{"$nulls":10},{"v":906,"d":"906.000000"},"set"]
[2476,"XC1.2","X02385","P32552,P32553,P32554","Cementovaná TEP bedrového kĺbu keramika/polyetylén Centrament","driek Centrament, jamka PE-CUP alebo Isofar PE-CUP, hlavička Biolox, centralizér","AES","DE","set",{"v":0.1,"d":"10.00%"},812.37,812.37,{"v":0,"d":"0.00"},{"v":0,"d":"0.0000%"},"I","ORT, UCH",90213100]
[2477,"XC1.2","X02386","P32552,P32553,P32554","Cementovaná TEP bedrového kĺbu keramika/polyetylén Trilliance","driek Trilliance, jamka PE-CUP alebo Isofar PE-CUP, hlavička Biolox, centralizér","AES","DE","set",{"v":0.1,"d":"10.00%"},{"v":856.5,"d":"856.50"},{"v":856.5,"d":"856.50"},{"v":0,"d":"0.00"},{"v":0,"d":"0.0000%"},"I","ORT, UCH",90213100]
[2478,"XC1.2","X00286","P83726,P31833,P83727","náhrada bedrového kĺbu AUTOBLOQUANTE/TRILOC II","cementovaný driek a cementovaná jamka, CoP","DPI","FR","set",{"v":0.1,"d":"10.00%"},866.61,866.61,{"v":0,"d":"0.00"},{"v":0,"d":"0.0000%"},"I","ORT, UCH",90213100]
[2479,"XC1.2","X04075","P96217,P96218,P96219,P96220,P96221","Endoprotéza bedrového kĺbu úplná Polarstem","driek Polarstem, jamka Muller Cup II, hlavička OXINIUM alebo BIOLOX DELTA","SND","CH","set",{"v":0.1,"d":"10.00%"},{"v":900,"d":"900.00"},{"v":900,"d":"900.00"},{"v":0,"d":"0.00"},{"v":0,"d":"0.0000%"},"I","ORT, UCH",90213100]
[2480,"XC1.2","X04076","P96217,P96218,P96219,P96220,P96221","Endoprotéza bedrového kĺbu úplná Polarstem","driek Polarstem, jamka Reflection All POLY/XLPE, hlavička OXINIUM alebo BIOLOX DELTA","SND","CH","set",{"v":0.1,"d":"10.00%"},{"v":900,"d":"900.00"},{"v":900,"d":"900.00"},{"v":0,"d":"0.00"},{"v":0,"d":"0.0000%"},"I","ORT, UCH",90213100]
[2481,"XC1.2","X05222","P32552,P32553,P32554","Cementovaná TEP bedrového kĺbu keramika/polyetylén CoreHip, driek CoreHip, jamka PE-CUP, hlavička Biolox, centralizér",null,"AES","DE","set",{"v":0.1,"d":"10.00%"},905.03,905.03,{"v":0,"d":"0.00"},{"v":0,"d":"0.0000%"},"I","ORT, UCH",90213100]
[2482,"XC1.2","X00289","P54218,P59568,P95994","Cementovaná TEP bedrového kĺbu","Cementovaná TEP bedrového kĺbu POLDI-BIOLOX","BEZ","CZ","set",{"v":0.1,"d":"10.00%"},905.08,905.08,{"v":0,"d":"0.00"},{"v":0,"d":"0.0000%"},"I","ORT, UCH",90213100]
[2483,"XC1.2","X00285","P84854,P31833,P83727","náhrada bedrového kĺbu CORAIL cem / TRILOC II","cementovaný driek a cementovaná jamka, CoP","DPI","FR","set",{"v":0.1,"d":"10.00%"},{"v":996.6,"d":"996.60"},{"v":906,"d":"906.00"},{"v":90.6,"d":"90.60"},{"v":0.09090899999999999,"d":"9.0909%"},"S","ORT, UCH",90213100]
[2484,"XC1.2","X00287","P59944,P31833,P83727","náhrada bedrového kĺbu CSTEM AMT / TRILOC II","cementovaný driek a cementovaná jamka, CoP","DPI","GB","set",{"v":0.1,"d":"10.00%"},{"v":996.6,"d":"996.60"},{"v":906,"d":"906.00"},{"v":90.6,"d":"90.60"},{"v":0.09090899999999999,"d":"9.0909%"},"S","ORT, UCH",90213100]
[2485,"XC1.2","X00288","P54218,P59568,P95994","Cementovaná TEP bedrového kĺbu","Cementovaná TEP bedrového kĺbu CSC,TRIO, BIOLOX","BEZ","CZ","set",{"v":0.1,"d":"10.00%"},{"v":1069.99,"d":"1,069.99"},{"v":906,"d":"906.00"},163.99,{"v":0.153263,"d":"15.3263%"},"S","ORT, UCH",90213100]
[2486,{"$nulls":3},"XC1.3 Hybridná TEP bedrového kĺbu kov / polyetylén",{"$nulls":10},{"v":1570,"d":"1,570.000000"},"set"]
[2487,"XC1.3","X00299","P32552,P32553,P32554","Hybridná TEP bedrového kĺbu kov/polyetylén Centrament","driek Centrament, Plasmacup/Plasmafit, skrutky do Plasmacup/Plasmafit, polyetylénová vložka, hlavička Isodur, centralizér","AES","DE","set",{"v":0.1,"d":"10.00%"},{"v":1456.84,"d":"1,456.84"},{"v":1456.84,"d":"1,456.84"},{"v":0,"d":"0.00"},{"v":0,"d":"0.0000%"},"I","ORT, UCH",90213100]
[2488,"XC1.3","X00298","P32552,P32553,P32554","Hybridná TEP bedrového kĺbu kov/polyetylén Excia/CoreHip","driek Excia/CoreHip, Plasmacup/Plasmafit, skrutky do Plasmacup/Plasmafit, polyetylénová vložka, hlavička Isodur, centralizér","AES","DE","set",{"v":0.1,"d":"10.00%"},{"v":1456.84,"d":"1,456.84"},{"v":1456.84,"d":"1,456.84"},{"v":0,"d":"0.00"},{"v":0,"d":"0.0000%"},"I","ORT, UCH",90213100]
[2489,"XC1.3","X00300","P32552,P32553,P32554","Hybridná TEP bedrového kĺbu kov/polyetylén Trilliance","driek Trilliance, Plasmacup/Plasmafit, skrutky do Plasmacup/Plasmafit, polyetylénová vložka, hlavička Isodur, centralizér","AES","DE","set",{"v":0.1,"d":"10.00%"},{"v":1456.84,"d":"1,456.84"},{"v":1456.84,"d":"1,456.84"},{"v":0,"d":"0.00"},{"v":0,"d":"0.0000%"},"I","ORT, UCH",90213100]
[2490,"XC1.3","X00301","P84854,P31833,P88056,P57276","náhrada bedrového kĺbu CORAIL CEM / DURALOC","cementovaný driek a necementovaná jamka, MoP","DPI","FR","set",{"v":0.1,"d":"10.00%"},{"v":1501.74,"d":"1,501.74"},{"v":1501.74,"d":"1,501.74"},{"v":0,"d":"0.00"},{"v":0,"d":"0.0000%"},"I","ORT, UCH",90213100]
[2491,"XC1.3","X04003","P54218,P59571,P59573,P39146,P39147,P54217","Hybridná TEP bedrového kĺbu","Hybridná TEP bedrového kĺbu - TRIO, SF driek","BEZ","CZ","set",{"v":0.1,"d":"10.00%"},{"v":1508.81,"d":"1,508.81"},{"v":1508.81,"d":"1,508.81"},{"v":0,"d":"0.00"},{"v":0,"d":"0.0000%"},"I","ORT, UCH",90213100]
[2492,"XC1.3","X00297","P54217,P54220,P54221,P59568,P41010","Hybridná TEP bedrového kĺbu","Hybridná TEP bedrového kĺbu POLDI","BEZ","CZ","set",{"v":0.1,"d":"10.00%"},{"v":1519.09,"d":"1,519.09"},{"v":1519.09,"d":"1,519.09"},{"v":0,"d":"0.00"},{"v":0,"d":"0.0000%"},"I","ORT, UCH",90213100]
[2493,"XC1.3","X00296","P54217,P54220,P54221,P59568,P41010","Hybridná TEP bedrového kĺbu","Hybridná TEP bedrového kĺbu CSC,TRIO, AK","BEZ","CZ","set",{"v":0.1,"d":"10.00%"},{"v":1520.7,"d":"1,520.70"},{"v":1520.7,"d":"1,520.70"},{"v":0,"d":"0.00"},{"v":0,"d":"0.0000%"},"I","ORT, UCH",90213100]
[2494,"XC1.3","X04077","P96217,P96218,P96219,P96220,P96221","Endoprotéza bedrového kĺbu úplná Polarstem","driek Polarstem, jamka R3, hlavička CoCr alebo SST","SND","CH","set",{"v":0.1,"d":"10.00%"},{"v":1550,"d":"1,550.00"},{"v":1550,"d":"1,550.00"},{"v":0,"d":"0.00"},{"v":0,"d":"0.0000%"},"I","ORT, UCH",90213100]
[2495,"XC1.3","X05263","J26564,J26555,J87371,J93902","Hybridná TEP bedrového kĺbu SUNFIT/ HYPE","Implantát bedrový CI-E, pohyblivá PE vložka do kĺbovej jamky, Hlavica bedrového kĺbu SI / SCC / I, rôzne modely a veľkosti, Implantát bedrový SUNFIT TH s príslušenstvom, jamka acetabulárna necementovaná, Implantát bedrový - driek cementovaný HYPE ACS / HYPE ACL, rôzne modely a veľkosti","SRF","FR","set",{"v":0.1,"d":"10.00%"},{"v":1550.3,"d":"1,550.30"},{"v":1550.3,"d":"1,550.30"},{"v":0,"d":"0.00"},{"v":0,"d":"0.0000%"},"I","ORT, UCH",90213100]
[2496,"XC1.3","X00628","P54371,P54368,P87924","Hybridná TEP bedrového kĺbu","Necementovaná jamka Trilogy, Trilogy PE vložka, Cementovaný driek CPT, CPT centralizér, Kovová hlavica, Kostná skrutka","ZIM","US","set",{"v":0.1,"d":"10.00%"},{"v":1551.9,"d":"1,551.90"},{"v":1551.9,"d":"1,551.90"},{"v":0,"d":"0.00"},{"v":0,"d":"0.0000%"},"I","ORT, UCH",90213100]
[2497,"XC1.3","X00627","P54371,P73449,P54369,P87924","Hybridná TEP bedrového kĺbu","Necementovaná Trilogy jamka, Trilogy PE vložka, Necementovaný driek MS-30, Centralizér MS-30, Kovová hlavica VerSys, Kostná skrutka","ZIM","US","set",{"v":0.1,"d":"10.00%"},{"v":1560,"d":"1,560.00"},{"v":1560,"d":"1,560.00"},{"v":0,"d":"0.00"},{"v":0,"d":"0.0000%"},"I","ORT, UCH",90213100]
[2498,"XC1.3","X05114","P0326A,P0089A,P0086A","Hybridná TEP bedrového klbu","Jamka Fixa Duplex vel: 42 -68; Hlavica CoCrMo 22,28,32,36 ; Driek necementovaný HYDRA","ADL- IT","IT","ks",{"v":0.1,"d":"10.00%"},{"v":1569.96,"d":"1,569.96"},{"v":1569.96,"d":"1,569.96"},{"v":0,"d":"0.00"},{"v":0,"d":"0.0000%"},"I","ORT, UCH",90213100]
[2499,"XC1.3","X02379","P20098,P20099,P20100,P77674,P77676","Hybridná TEP bedrového kĺbu kov/polyetylén","Driek H-Max C, Friendly short; Acet. Delta PF,Fins veľ.42-66mm (po 2mm); vložka poly priem.28,32,36mm veľ.S,M,L (možnosť offset); vložka poly Delta Vitamin E priem.28,32,36mm veľ.S,M,L (možnosť offset); hlavička AISI priem.28,32,36mm veľ.S-XXXL; skrutka veľ.20-60mm (po 5mm)","LIM","IT","set",{"v":0.1,"d":"10.00%"},{"v":1569.98,"d":"1,569.98"},{"v":1569.98,"d":"1,569.98"},{"v":0,"d":"0.00"},{"v":0,"d":"0.0000%"},"I","ORT, UCH",90213100]
[2500,"XC1.3","X00292","P20098,P20099,P20100,P77674,P77676","Hybridná TEP bedrového kĺbu LIMA kov/polyetylén","SL driek veľ.02,0,1-8; Logica driek veľ.01,0,1-5; acetabulum Delta: PF,Fins,St-C veľ. 42-66mm(po2mm); vložka piem.28,32mm veľ.S,M,L aj offset; vložka poly Delta Vitamin E priem.28,32,36mm veľ.S,M,L (možnosť offset); hlavička AISI priem.28,32mm veľ. S-XXXL; skrutka veľ.20-60mm(po 5mm); cem.zátka veľ.1,2,3","LIM","IT","set",{"v":0.1,"d":"10.00%"},{"v":1569.98,"d":"1,569.98"},{"v":1569.98,"d":"1,569.98"},{"v":0,"d":"0.00"},{"v":0,"d":"0.0000%"},"I","ORT, UCH",90213100]
[2501,"XC1.3","X00291","P20098,P20099,P20100,P77674,P77676","Hybridná TEP bedrového kĺbu LIMA kov/polyetylén","Driek H-Max-S veľ.8-18; Driek C2 veľ.01,0,1-8; Driek Logica veľ.01,0,1-5; Driek SL veľ. 02,0,1-8; cem.jamka veľ.40-58(po2mm)aj offset; hlavička CO priem.28,32,36mm veľ.S-XXXL","LIM","IT","set",{"v":0.1,"d":"10.00%"},{"v":1569.98,"d":"1,569.98"},{"v":1569.98,"d":"1,569.98"},{"v":0,"d":"0.00"},{"v":0,"d":"0.0000%"},"I","ORT, UCH",90213100]
[2502,"XC1.3","X00302","P84854,P31833,P74398,P57276","hybridná náhrada bedrového kĺbu CORAIL CEM / PINNACLE","cementovaný driek a necementovaná jamka, MoP","DPI","FR","set",{"v":0.1,"d":"10.00%"},{"v":1570,"d":"1,570.00"},{"v":1570,"d":"1,570.00"},{"v":0,"d":"0.00"},{"v":0,"d":"0.0000%"},"I","ORT, UCH",90213100]
[2503,"XC1.3","X00293","P59944,P31833,P74398,P57276","hybridná náhrada bedrového kĺbu CSTEM AMT / PINNACLE","cementovaný driek a necementovaná jamka, MoP","DPI","GB","set",{"v":0.1,"d":"10.00%"},{"v":1570,"d":"1,570.00"},{"v":1570,"d":"1,570.00"},{"v":0,"d":"0.00"},{"v":0,"d":"0.0000%"},"I","ORT, UCH",90213100]
[2504,"XC1.3","X01338","P89093","Hybridná TEP bedrového kĺbu kov/polyetylén Mathys","Hybridná TEP bedrového kĺbu twinSys, RM Pressfit,Selexys, SS, CoCr,twinSys std/lat 9 veľkostí 9-17mm, RM - 46-70mm/28,32,36mm, skrutky 4/24-44mm, Selexys 46-64mm/28,32,36mm, skrutky 5,7/15-45mm, vložka44-64mm/28,32,36mm, kovová  hlavička 28,32,36mm veľkosť S,M,L,XL,XXL bez cementu","MHG","CH","set",{"v":0.1,"d":"10.00%"},{"v":1570,"d":"1,570.00"},{"v":1570,"d":"1,570.00"},{"v":0,"d":"0.00"},{"v":0,"d":"0.0000%"},"I","ORT, UCH",90213100]
[2505,"XC1.3","X00290","P39686,P89069,P89068,P89278,P86155,P89368","Endoprotéza bedrového kĺbu Biomet","BiMetric Hip, Taperloc Hip System, Modular Femoral Heads, Mallory-Head Hip System, Exceed ABT Acetabular System, Ringloc Acetabular liners","BIM-GB","UK","set",{"v":0.1,"d":"10.00%"},{"v":1725,"d":"1,725.00"},{"v":1570,"d":"1,570.00"},{"v":155,"d":"155.00"},{"v":0.089855,"d":"8.9855%"},"S","ORT, UCH",90213100]
[2506,{"$nulls":3},"XC1.4 Hybridná TEP bedrového kĺbu keramika / polyetylén",{"$nulls":10},{"v":1570,"d":"1,570.000000"},"set"]
[2507,"XC1.4","X00312","P32552,P32553,P32554","Hybridná TEP bedrového kĺbu keramika/polyetylén Centrament","driek Centrament, Plasmacup/Plasmafit, skrutky do Plasmacup/Plasmafit, polyetylénová vložka, hlavička Biolox, centralizér","AES","DE","set",{"v":0.1,"d":"10.00%"},{"v":1461.68,"d":"1,461.68"},{"v":1461.68,"d":"1,461.68"},{"v":0,"d":"0.00"},{"v":0,"d":"0.0000%"},"I","ORT, UCH",90213100]
[2508,"XC1.4","X00311","P32552,P32553,P32554","Hybridná TEP bedrového kĺbu keramika/polyetylén Excia/CoreHip","driek Excia/CoreHip, Plasmacup/Plasmafit, skrutky do Plasmacup/Plasmafit, polyetylénová vložka, hlavička Biolox, centralizér","AES","DE","set",{"v":0.1,"d":"10.00%"},{"v":1461.68,"d":"1,461.68"},{"v":1461.68,"d":"1,461.68"},{"v":0,"d":"0.00"},{"v":0,"d":"0.0000%"},"I","ORT, UCH",90213100]
[2509,"XC1.4","X00313","P32552,P32553,P32554","Hybridná TEP bedrového kĺbu keramika/polyetylén Trilliance","driek Trilliance, Plasmacup/Plasmafit, skrutky do Plasmacup/Plasmafit, polyetylénová vložka, hlavička Biolox, centralizér","AES","DE","set",{"v":0.1,"d":"10.00%"},{"v":1461.68,"d":"1,461.68"},{"v":1461.68,"d":"1,461.68"},{"v":0,"d":"0.00"},{"v":0,"d":"0.0000%"},"I","ORT, UCH",90213100]
[2510,"XC1.4","X04078","P96217,P96218,P96219,P96220,P96221","Endoprotéza bedrového kĺbu úplná Polarstem","driek Polarstem, jamka Muller Cup II, hlavička OXINIUM alebo BIOLOX DELTA","SND","CH","set",{"v":0.1,"d":"10.00%"},{"v":1550,"d":"1,550.00"},{"v":1550,"d":"1,550.00"},{"v":0,"d":"0.00"},{"v":0,"d":"0.0000%"},"I","ORT, UCH",90213100]
[2511,"XC1.4","X04079","P96217,P96218,P96219,P96220,P96221","Endoprotéza bedrového kĺbu úplná Polarstem","driek Polarstem, jamka Reflection All POLY / XLPE, Muller Cup II, hlavička OXINIUM alebo BIOLOX DELTA","SND","CH","set",{"v":0.1,"d":"10.00%"},{"v":1550,"d":"1,550.00"},{"v":1550,"d":"1,550.00"},{"v":0,"d":"0.00"},{"v":0,"d":"0.0000%"},"I","ORT, UCH",90213100]
[2512,"XC1.4","X00310","P54220,P54221,P59568,P41010,P95994","Hybridná TEP bedrového kĺbu","Hybridná TEP bedrového kĺbu POLDI, BIOLOX","BEZ","CZ","set",{"v":0.1,"d":"10.00%"},{"v":1559.35,"d":"1,559.35"},{"v":1559.35,"d":"1,559.35"},{"v":0,"d":"0.00"},{"v":0,"d":"0.0000%"},"I","ORT, UCH",90213100]
[2513,"XC1.4","X00309","P54220,P54221,P59568,P41010,P95994","Hybridná TEP bedrového kĺbu","Hybridná TEP bedrového kĺbu CSC, TRIO, BIOLOX","BEZ","CZ","set",{"v":0.1,"d":"10.00%"},{"v":1570,"d":"1,570.00"},{"v":1570,"d":"1,570.00"},{"v":0,"d":"0.00"},{"v":0,"d":"0.0000%"},"I","ORT, UCH",90213100]
[2514,"XC1.4","X04699","P20098,P20099,P20100,P77674,P77676","Hybridná TEP bedrového kĺbu LIMA keramika/polyetylén","SL driek veľ.02,0,1-8; Logica driek veľ.01,0,1-5; Driek H-Max C, Friendly short; acetabulum Delta: PF,Fins,St-C veľ. 42-66mm(po2mm); vložka piem.28,32,36mm veľ.S,M,L aj offset; hlavička keramická Deta Biolox Delta priem.28,32,36mm veľ. S-XL; skrutka veľ.20-60mm(po 5mm)","LIM","IT","set",{"v":0.1,"d":"10.00%"},{"v":1570,"d":"1,570.00"},{"v":1570,"d":"1,570.00"},{"v":0,"d":"0.00"},{"v":0,"d":"0.0000%"},"I","ORT, UCH",90213100]
[2515,"XC1.4","X00304","P84854,P31833,P88056,P57276","náhrada bedrového kĺbu CORAIL CEM / DURALOC","cementovaný driek a necementovaná jamka, CoP","DPI","FR","set",{"v":0.1,"d":"10.00%"},{"v":1570,"d":"1,570.00"},{"v":1570,"d":"1,570.00"},{"v":0,"d":"0.00"},{"v":0,"d":"0.0000%"},"I","ORT, UCH",90213100]
[2516,"XC1.4","X00305","P84854,P31833,P74398,P57276","náhrada bedrového kĺbu CORAIL CEM / PINNACLE","cementovaný driek a necementovaná jamka, CoP","DPI","FR","set",{"v":0.1,"d":"10.00%"},{"v":1727,"d":"1,727.00"},{"v":1570,"d":"1,570.00"},{"v":157,"d":"157.00"},{"v":0.09090899999999999,"d":"9.0909%"},"S","ORT, UCH",90213100]
[2517,"XC1.4","X00306","P59944,P31833,P74398,P57276","náhrada bedrového kĺbu CSTEM AMT / PINNACLE","cementovaný driek a necementovaná jamka, CoP","DPI","GB","set",{"v":0.1,"d":"10.00%"},{"v":1727,"d":"1,727.00"},{"v":1570,"d":"1,570.00"},{"v":157,"d":"157.00"},{"v":0.09090899999999999,"d":"9.0909%"},"S","ORT, UCH",90213100]
[2518,"XC1.4","X00633","P89093","Hybridná TEP bedrového kĺbu keramika/polyetylén","Hybridná TEP bedrového kĺbu twinSys, RM Pressfit,Selexys, Ceramys twinSys std/lat 8 veľkostí 9-16mm, RM - 46-70mm/28,32,36mm, skrutky 4/24-44mm, Selexys 46-64mm/28,32,36mm, skrutky 5,7/15-45mm, vložka44-64mm/28,32,36mm, hlavička 28,32,36mm veľkosť S,M,L,XL, bez cementu","MHG","CH","set",{"v":0.1,"d":"10.00%"},{"v":1916.04,"d":"1,916.04"},{"v":1570,"d":"1,570.00"},346.04,{"v":0.18060199999999998,"d":"18.0602%"},"S","ORT, UCH",90213100]
[2519,{"$nulls":3},"XC1.5 Hybridná TEP bedrového kĺbu keramika / keramika",{"$nulls":10},{"v":1725,"d":"1,725.000000"},"set"]
[2520,"XC1.5","X00321","P32552,P32553,P32554","Hybridná TEP bedrového kĺbu keramika/keramika Centrament","driek Centrament, Plasmacup/Plasmafit, skrutky do Plasmacup/Plasmafit, keramická vložka, hlavička Biolox, centralizér","AES","DE","set",{"v":0.1,"d":"10.00%"},{"v":1470.15,"d":"1,470.15"},{"v":1470.15,"d":"1,470.15"},{"v":0,"d":"0.00"},{"v":0,"d":"0.0000%"},"I","ORT, UCH",90213100]
[2521,"XC1.5","X00320","P32552,P32553,P32554","Hybridná TEP bedrového kĺbu keramika/keramika Excia/CoreHip","driek Excia/CoreHip, Plasmacup/Plasmafit, skrutky do Plasmacup/Plasmafit, keramická vložka, hlavička Biolox, centralizér","AES","DE","set",{"v":0.1,"d":"10.00%"},{"v":1470.15,"d":"1,470.15"},{"v":1470.15,"d":"1,470.15"},{"v":0,"d":"0.00"},{"v":0,"d":"0.0000%"},"I","ORT, UCH",90213100]
[2522,"XC1.5","X00322","P32552,P32553,P32554","Hybridná TEP bedrového kĺbu keramika/keramika Trilliance","driek Trilliance, Plasmacup/Plasmafit, skrutky do Plasmacup/Plasmafit, keramická vložka, hlavička Biolox, centralizér","AES","DE","set",{"v":0.1,"d":"10.00%"},{"v":1470.15,"d":"1,470.15"},{"v":1470.15,"d":"1,470.15"},{"v":0,"d":"0.00"},{"v":0,"d":"0.0000%"},"I","ORT, UCH",90213100]
[2523,"XC1.5","X00644","P84854,P31833,P74398,P57276","náhrada bedrového kĺbu CORAIL CEM / PINNACLE","cementovaný driek a necementovaná jamka, CoC","DPI","FR","set",{"v":0.1,"d":"10.00%"},{"v":1899.7,"d":"1,899.70"},{"v":1725,"d":"1,725.00"},{"v":174.7,"d":"174.70"},{"v":0.09196199999999999,"d":"9.1962%"},"S","ORT, UCH",90213100]
[2524,"XC1.5","X00317","P59944,P31833,P74398,P57276","náhrada bedrového kĺbu CSTEM AMT / PINNACLE","cementovaný driek a necementovaná jamka, CoC","DPI","GB","set",{"v":0.1,"d":"10.00%"},{"v":1899.7,"d":"1,899.70"},{"v":1725,"d":"1,725.00"},{"v":174.7,"d":"174.70"},{"v":0.09196199999999999,"d":"9.1962%"},"S","ORT, UCH",90213100]
[2525,{"$nulls":3},"XC1.7 Necementovaná TEP bedrového kĺbu kov / polyetylén",{"$nulls":10},{"v":2495.9,"d":"2,495.900000"},"set"]
[2526,"XC1.7","X01340","P89093","Necementovaná TEP bedrového kĺbu kov/polyetylén MATHYS","Necementovaná TEP bedrového kĺbu twinSys,RM Pressfit,Selexys, SS  CoCr ,twinSys std/lat  9-17mm, RM - 46-70mm/28,32,36mm, skrutky 4/24-44mm, Selexys 44-64mm/28,32,36mm, skrutky 5,7/15-45mm, vložka44-64mm/28,32,36mm, hlavička 22,28,32,mm veľkosť S,M,L,XL,XXL","MHG","CH","set",{"v":0.1,"d":"10.00%"},{"v":1942.81,"d":"1,942.81"},{"v":1942.81,"d":"1,942.81"},{"v":0,"d":"0.00"},{"v":0,"d":"0.0000%"},"I","ORT, UCH",90213100]
[2527,"XC1.7","X04972","P0086A,P0324A,P0092A,P0089A,P0091A","Necementovaná TEP bedrového klbu: Necementovaný  driek HYDRA  / Necementovaná jamka  FIXA LARUS, hlavica femorálna CoCrMo","Necementovaná jamka FIXA LARUS  velkosti 42 - 66; skrutky 20, 25,30,35,40,45,50.Driek  Hydra-Fix velkosti 8,9,10,11,12,13,14,15,16,17,18 v prevedení štandart a offset., PE insert neutral + offset + UHMWPE Mobile insert,  Hlavice kovové sú vyrobené v štyroch velkostiach a piatich  priemeroch 22,28,32,36 a 40mm. Samorezné skrutky  v priemere 6,5mm v 7 velkostiach.","ADL- IT","IT","set",{"v":0.1,"d":"10.00%"},{"v":2069.98,"d":"2,069.98"},{"v":2069.98,"d":"2,069.98"},{"v":0,"d":"0.00"},{"v":0,"d":"0.0000%"},"I","ORT, UCH",90213100]
[2528,"XC1.7","X04710","P92005,P92009,P92011,P92021","Necementovaná náhrada Ecofit jamka/ Ecofit driek","Ecofit Epore jamka kov + implacross  vložka - 42-72mm, skrutky 15 - 50mm; Ecofit driek CPTI- 6,25mm - 20mm, Kov.hlavičky CoCrMo - S,M,L,XL - 22, 28,32,36mm","ICA","GE","set",{"v":0.1,"d":"10.00%"},{"v":2126.01,"d":"2,126.01"},{"v":2126.01,"d":"2,126.01"},{"v":0,"d":"0.00"},{"v":0,"d":"0.0000%"},"I","ORT, UCH",90213100]
[2529,"XC1.7","X04975","P0086A,P0326A,P0092A,P0089A","Necementovaná TEP bedrového klbu: Necementovaný  driek HYDRA  / Necementovaná jamka / dual artikular/ FIXA DUPLEX,  PE insert, hlavica femorálna CoCrMo","Necementovaná jamka FIXA DUPLEX  velkosti 42 - 68; . Driek  HYDRA velkosti 8,9,10,11,12,13,14,15,16,17,18 v prevedení štandart a offset., PE insert UHMWPE štandart; cross linked a  vit.E. Hlavice kovové vo  velkostiach  22 a 28.","ADL- IT","IT","set",{"v":0.1,"d":"10.00%"},{"v":2170.17,"d":"2,170.17"},{"v":2170.17,"d":"2,170.17"},{"v":0,"d":"0.00"},{"v":0,"d":"0.0000%"},"I","ORT, UCH",90213100]
[2530,"XC1.7","X04712","P92008,P92009,P92011,P92021","Necementovaná náhrada Ecofit jamka/ Actinia driek","Ecofit Epore jamka kov + implacross  vložka - 42-72mm, skrutky 15 - 50mm; Actinia driek HA 8 - 20mm, Kov.hlavičky CoCrMo - S,M,L,XL - 22, 28,32,36mm","ICA","GE","set",{"v":0.1,"d":"10.00%"},{"v":2241,"d":"2,241.00"},{"v":2241,"d":"2,241.00"},{"v":0,"d":"0.00"},{"v":0,"d":"0.0000%"},"I","ORT, UCH",90213100]
[2531,"XC1.7","X03419","J87371,J26564,J26555,J93901","Náhrada bedrového kĺbu SUNFIT TH / HYPE","Necementovaná jamka s dvojitým pohybom, necementovaný driek, hlavička, vložka","SRF","FR","set",{"v":0.1,"d":"10.00%"},{"v":2246.56,"d":"2,246.56"},{"v":2246.56,"d":"2,246.56"},{"v":0,"d":"0.00"},{"v":0,"d":"0.0000%"},"I","ORT, UCH",90213100]
[2532,"XC1.7","X00476","J87371,P81909,J26555,J26564","Náhrada bedrového kĺbu SUNFIT TH / LIBRA HA","Necementovaná jamka s dvojitým pohybom, necementovaný driek, hlavička, vložka","SRF","FR","set",{"v":0.1,"d":"10.00%"},{"v":2246.56,"d":"2,246.56"},{"v":2246.56,"d":"2,246.56"},{"v":0,"d":"0.00"},{"v":0,"d":"0.0000%"},"I","ORT, UCH",90213100]
[2533,"XC1.7","X04995","P89068,P89069,P0466A","Endoprotéza bedrového kĺbu kobalt-chrómová; Endoprotéza bedrového kĺbu Taperloc System; Systém acetabulárny G7 pre totálne náhrady bedrového kĺbu","modulárna hlavica; jamky, vložky, príslušenstvo","BIM","UK","set",{"v":0.1,"d":"10.00%"},{"v":2260,"d":"2,260.00"},{"v":2260,"d":"2,260.00"},{"v":0,"d":"0.00"},{"v":0,"d":"0.0000%"},"I","ORT, UCH",90213100]
[2534,"XC1.7","X03416","J26552,J26564,J83091,J26555,J93901","Náhrada bedrového kĺbu NOVAE E TH / HYPE","Necementovaná jamka s dvojitým pohybom, necementovaný driek, hlavička, vložka, kovová skrutka","SRF","FR","set",{"v":0.1,"d":"10.00%"},{"v":2286.4,"d":"2,286.40"},{"v":2286.4,"d":"2,286.40"},{"v":0,"d":"0.00"},{"v":0,"d":"0.0000%"},"I","ORT, UCH",90213100]
[2535,"XC1.7","X00478","J26552,P81909,J83091,J26555,J26564","Náhrada bedrového kĺbu NOVAE E TH / LIBRA HA","Necementovaná jamka s dvojitým pohybom, necementovaný driek, skrutka, hlavička, vložka","SRF","FR","set",{"v":0.1,"d":"10.00%"},{"v":2286.4,"d":"2,286.40"},{"v":2286.4,"d":"2,286.40"},{"v":0,"d":"0.00"},{"v":0,"d":"0.0000%"},"I","ORT, UCH",90213100]
[2536,"XC1.7","X00327","P54131,P31833,P88056,P57276","náhrada bedrového kĺbu CORAIL / DURALOC","necementovaný driek a necementovaná jamka, MoP","DPI","FR","set",{"v":0.1,"d":"10.00%"},{"v":2295.98,"d":"2,295.98"},{"v":2295.98,"d":"2,295.98"},{"v":0,"d":"0.00"},{"v":0,"d":"0.0000%"},"I","ORT, UCH",90213100]
[2537,"XC1.7","X00333","P59571,P54573,P54220,P41010,P54217,P54221","Necementovaná TEP bedrového kĺbu","Necementovaná TEP bedrového kĺbu SF","BEZ","CZ","set",{"v":0.1,"d":"10.00%"},{"v":2312.85,"d":"2,312.85"},{"v":2312.85,"d":"2,312.85"},{"v":0,"d":"0.00"},{"v":0,"d":"0.0000%"},"I","ORT, UCH",90213100]
[2538,"XC1.7","X05094","P89128,P71057,P54369,P89130","Endoprotéza bedrového kĺbu - štandardný systém AVANTAGE; Implantát bedrový CLS Spotorno; Skrutky k endoprotéze bedrového kĺbu systému AVANTAGE; Endoprotéza bedrového kĺbu VerSys snecementovým driekom","RÔZNE TYPY A VEĽKOSTI","BIM","CH","set",{"v":0.1,"d":"10.00%"},{"v":2315,"d":"2,315.00"},{"v":2315,"d":"2,315.00"},{"v":0,"d":"0.00"},{"v":0,"d":"0.0000%"},"I","ORT, UCH",90213100]
[2539,"XC1.7","X00332","P59571,P54220,P54221,P41010,P54217","Necementovaná TEP bedrového kĺbu","Necementovaná TEP bedrového kĺbu TRIO","BEZ","CZ","set",{"v":0.1,"d":"10.00%"},{"v":2348.61,"d":"2,348.61"},{"v":2348.61,"d":"2,348.61"},{"v":0,"d":"0.00"},{"v":0,"d":"0.0000%"},"I","ORT, UCH",90213100]
[2540,"XC1.7","X00337","P32552,P32553,P32554","Necementovaná TEP bedrového kĺbu kov/polyetylén Troja","driek Troja, Plasmacup/Screwcup/Plasmafit, skrutky, polyetylénová vložka, hlavička Isodur","AES","DE","set",{"v":0.1,"d":"10.00%"},{"v":2363.13,"d":"2,363.13"},{"v":2363.13,"d":"2,363.13"},{"v":0,"d":"0.00"},{"v":0,"d":"0.0000%"},"I","ORT, UCH",90213100]
[2541,"XC1.7","X00186","P54131,P31833,P74398,P57276","náhrada bedrového kĺbu CORAIL / PINNACLE","necementovaný driek a necementovaná jamka, MoP","DPI","FR","set",{"v":0.1,"d":"10.00%"},{"v":2391.66,"d":"2,391.66"},{"v":2391.66,"d":"2,391.66"},{"v":0,"d":"0.00"},{"v":0,"d":"0.0000%"},"I","ORT, UCH",90213100]
[2542,"XC1.7","X04996","P89068,P92209,P0466A","Endoprotéza bedrového kĺbu kobalt-chrómová; Driek Avenir Müller; Systém acetabulárny G7 pre totálne náhrady bedrového kĺbu","modulárna hlavica; rôzne typy, bedrový implantát; jamky, vložky, príslušenstvo","BIM","UK","set",{"v":0.1,"d":"10.00%"},{"v":2420,"d":"2,420.00"},{"v":2420,"d":"2,420.00"},{"v":0,"d":"0.00"},{"v":0,"d":"0.0000%"},"I","ORT, UCH",90213100]
[2543,"XC1.7","X00338","P32552,P32553,P32554","Necementovaná TEP bedrového kĺbu kov/polyetylén BiCONTACT","driek BiCONTACT, Plasmacup/Screwcup/Plasmafit, skrutky, polyetylénová vložka, hlavička Isodur","AES","DE","set",{"v":0.1,"d":"10.00%"},{"v":2420,"d":"2,420.00"},{"v":2420,"d":"2,420.00"},{"v":0,"d":"0.00"},{"v":0,"d":"0.0000%"},"I","ORT, UCH",90213100]
[2544,"XC1.7","X00335","P32552,P32553,P32554","Necementovaná TEP bedrového kĺbu kov/polyetylén Excia/CoreHip","driek Excia/CoreHip, Plasmacup/Screwcup/Plasmafit, skrutky, polyetylénová vložka, hlavička Isodur","AES","DE","set",{"v":0.1,"d":"10.00%"},{"v":2420,"d":"2,420.00"},{"v":2420,"d":"2,420.00"},{"v":0,"d":"0.00"},{"v":0,"d":"0.0000%"},"I","ORT, UCH",90213100]
[2545,"XC1.7","X00336","P32552,P32553,P32554","Necementovaná TEP bedrového kĺbu kov/polyetylén Metha","driek Metha, Plasmacup/Screwcup/Plasmafit, skrutky, polyetylénová vložka, hlavička Isodur","AES","DE","set",{"v":0.1,"d":"10.00%"},{"v":2420,"d":"2,420.00"},{"v":2420,"d":"2,420.00"},{"v":0,"d":"0.00"},{"v":0,"d":"0.0000%"},"I","ORT, UCH",90213100]
[2546,"XC1.7","X04080","P96217,P96218,P96219,P96220,P96221","Endoprotéza bedrového kĺbu úplná Polarstem","driek Polarstem, jamka R3, vložka XLPE, hlavička CoCr","SND","CH","set",{"v":0.1,"d":"10.00%"},{"v":2490,"d":"2,490.00"},{"v":2490,"d":"2,490.00"},{"v":0,"d":"0.00"},{"v":0,"d":"0.0000%"},"I","ORT, UCH",90213100]
[2547,"XC1.7","X04113","P96287","TEP bedrového kĺbu SL-PLUS STEM","driek SL PLUS, jamka R3, vložka XLPE, hlavička CoCr","SND","CH","set",{"v":0.1,"d":"10.00%"},{"v":2490,"d":"2,490.00"},{"v":2490,"d":"2,490.00"},{"v":0,"d":"0.00"},{"v":0,"d":"0.0000%"},"I","ORT, UCH",90213100]
[2548,"XC1.7","X04912","P0086A,P0087A,P0089A,P0091A,P0092A","Necementovaná TEP bedrového kĺbu Driek necementovaný HYDRA / Jamka acetabulárna FIXA Ti-Por / Hlavica frmorálna CoCrMo","Necementovaná TEP bedrového kĺbu Jamka Fixa Ti-Por  veľkosti 42 - 66; skrutky 20, 25,30,35,40,45,50.Driek  Hydra-Fix veľkosti 8,9,10,11,12,13,14,15,16,17,18 v prevedení štandart a offset., PE insert neutral + offset + UHMWPE Mobile insert,  Hlavice kovové sú vyrobené v štyroch veľkostiach a piatich  priemeroch 22,28,32,36 a 40mm. Samorezné skrutky  v priemere 6,5mm v 7 veľkostiach.","ADL- IT","IT","set",{"v":0.1,"d":"10.00%"},{"v":2492,"d":"2,492.00"},{"v":2492,"d":"2,492.00"},{"v":0,"d":"0.00"},{"v":0,"d":"0.0000%"},"I","ORT, UCH",90213100]
[2549,"XC1.7","X02401","P90991,P32553,P32554","Necementovaná TEP bedrového kĺbu kov/polyetylén TrendHip","driek Trendhip, Plasmacup/Screwcup/Plasmafit, skrutky, polyetylénová vložka, hlavička Isodur","GRP","FR","set",{"v":0.1,"d":"10.00%"},{"v":2493,"d":"2,493.00"},{"v":2493,"d":"2,493.00"},{"v":0,"d":"0.00"},{"v":0,"d":"0.0000%"},"I","ORT, UCH",90213100]
[2550,"XC1.7","X00626","P86148,P86147,P54369,P54371","Necementovaná TEP bedrového kĺbu","Necementovaná jamka Trilogy IT, Trilogy IT Longevity PE vložka, Necementovaný driek VerSys, Kovová hlavica VerSys, Kostná skrutka","ZIM","US","set",{"v":0.1,"d":"10.00%"},{"v":2495,"d":"2,495.00"},{"v":2495,"d":"2,495.00"},{"v":0,"d":"0.00"},{"v":0,"d":"0.0000%"},"I","ORT, UCH",90213100]
[2551,"XC1.7","X00625","P86148,P86147,P71057,P54369,P54371","Necementovaná TEP bedrového kĺbu","Necementovaná jamka Trilogy IT, Trilogy IT Longevity PE vložka, Necementovaný driek CLS Spotorno, Kovová hlavica VerSys, Kostná skrutka","ZIM","US","set",{"v":0.1,"d":"10.00%"},{"v":2495,"d":"2,495.00"},{"v":2495,"d":"2,495.00"},{"v":0,"d":"0.00"},{"v":0,"d":"0.0000%"},"I","ORT, UCH",90213100]
[2552,"XC1.7","X00624","P54371,P54369","Necementovaná TEP bedrového kĺbu","Necementovaná jamka Trilogy, Trilogy PE vložka, Necementovaný driek VerSys, Kovová hlavica VerSys, Kostná skrutka","ZMN","US","set",{"v":0.1,"d":"10.00%"},{"v":2495,"d":"2,495.00"},{"v":2495,"d":"2,495.00"},{"v":0,"d":"0.00"},{"v":0,"d":"0.0000%"},"I","ORT, UCH",90213100]
[2553,"XC1.7","X00623","P54371,P71057,P54369","Necementovaná TEP bedrového kĺbu","Trilogy Shell/jamka, Trilogy Liner/PE vložka, Bone Screw/skrutka CLS Spotorno Stem/driek, VerSys Head/hlavička kovová","ZIM","US","set",{"v":0.1,"d":"10.00%"},{"v":2495,"d":"2,495.00"},{"v":2495,"d":"2,495.00"},{"v":0,"d":"0.00"},{"v":0,"d":"0.0000%"},"I","ORT, UCH",90213100]
[2554,"XC1.7","X00622","P71058,P71059,P71057,P54369","Necementovaná TEP bedrového kĺbu","Necementovaná jamka CLS Spotorno, CLS Spotorno PE vložka, Necementovaný driek CLS Spotorno, Kovová hlavica VerSys","ZIM","CH","set",{"v":0.1,"d":"10.00%"},{"v":2495,"d":"2,495.00"},{"v":2495,"d":"2,495.00"},{"v":0,"d":"0.00"},{"v":0,"d":"0.0000%"},"I","ORT, UCH",90213100]
[2555,"XC1.7","X00621","P69126,P69127,P69122,P54369","Necementovaná TEP bedrového kĺbu","Necementovaná jamka Zweymuller, Zweymuller PE vložka, Necementovaný driek Zweymuller, Kovová hlavica VerSys","ZIM","CH","set",{"v":0.1,"d":"10.00%"},{"v":2495,"d":"2,495.00"},{"v":2495,"d":"2,495.00"},{"v":0,"d":"0.00"},{"v":0,"d":"0.0000%"},"I","ORT, UCH",90213100]
[2556,"XC1.7","X02710","P92209,P92195,P92558,P54369,P54371","Necementovaná TEP bedrového kĺbu kov / polyetylén","Avenir stem, Allofit IT jamka, PE inlay, Versys COCr hlavička, kostná skrutka","ZIM","CH","set",{"v":0.1,"d":"10.00%"},{"v":2495,"d":"2,495.00"},{"v":2495,"d":"2,495.00"},{"v":0,"d":"0.00"},{"v":0,"d":"0.0000%"},"I","ORT, UCH",9021109000]
[2557,"XC1.7","X02707","P92209,P86147,P86148,P54369,P54371","Necementovaná TEP bedrového kĺbu kov / polyetylén","Avenir stem, Trilogy IT jamka, PE inlay, Versys COCr hlavička, kostná skrutka","ZIM","US","set",{"v":0.1,"d":"10.00%"},{"v":2495,"d":"2,495.00"},{"v":2495,"d":"2,495.00"},{"v":0,"d":"0.00"},{"v":0,"d":"0.0000%"},"I","ORT, UCH",9021109000]
[2558,"XC1.7","X02622","P86057,P92195,P92558,P54369,P54371","Necementovaná TEP bedrového kĺbu kov / polyetylén","Fitmore stem, Allofit IT jamka, Allofit IT PE vložka,  Versys kovová hlavička, Kostná skrutka","ZIM","CH","set",{"v":0.1,"d":"10.00%"},{"v":2495,"d":"2,495.00"},{"v":2495,"d":"2,495.00"},{"v":0,"d":"0.00"},{"v":0,"d":"0.0000%"},"I","ORT, UCH",9021109000]
[2559,"XC1.7","X01988","P20098,P20099,P20100,P77674,P77676","Necementovaná TEP bedrového kĺbu LIMA kov/polyetylén","Driek: Minima M ,veľ 1-12  + modul.krčok S1-S3 a L1-L3, later.krčok S4-S6 a L4-L6, veľ. 1-12; acet. Delta: PF, Fins, St-C veľ. 42-66mm (po2mm), 2M mobility; vložka poly priem.28,32,36mm veľ. S,M,L (možnosť offset); hlavička CO, priem.28,32,36mm veľ. S-XXXL; skrutka veľ. 20-60mm (po 5mm)","LIM","IT","set",{"v":0.1,"d":"10.00%"},{"v":2495.02,"d":"2,495.02"},{"v":2495.02,"d":"2,495.02"},{"v":0,"d":"0.00"},{"v":0,"d":"0.0000%"},"I","ORT, UCH",90213100]
[2560,"XC1.7","X01987","P20098,P20099,P20100,P77674,P77676","Necementovaná TEP bedrového kĺbu LIMA kov/polyetylén","Driek: Minima S standard,veľ 1-12 , Minima S lateralizovaný, veľ. 1-12; acet. Delta: PF, Fins, St-C, TT veľ. 42-66mm (po2mm), 2M mobility; vložka poly priem.28,32,36mm veľ. S,M,L (možnosť offset); vložka poly Delta Vitamin E priem.28,32,36mm veľ.S,M,L (možnosť offset); hlavička CO, priem.28,32,36mm veľ. S-XXXL; skrutka veľ. 20-60mm (po 5mm)","LIM","IT","set",{"v":0.1,"d":"10.00%"},{"v":2495.02,"d":"2,495.02"},{"v":2495.02,"d":"2,495.02"},{"v":0,"d":"0.00"},{"v":0,"d":"0.0000%"},"I","ORT, UCH",90213100]
[2561,"XC1.7","X05122","P54131,P99365,P31833,P57437,P85505,P1387A","Endoprotéza bedrového klbu","modulárny systém s jamkou BI-MENTUM","DPI","IR","set",{"v":0.1,"d":"10.00%"},{"v":2495.75,"d":"2,495.75"},{"v":2495.75,"d":"2,495.75"},{"v":0,"d":"0.00"},{"v":0,"d":"0.0000%"},"I","ORT, UCH",90213100]
[2562,"XC1.7","X00326","P20098,P20099,P20100,P77674,P77676","Necementovaná TEP bedrového kĺbu LIMA kov/polyetylén","SL driek veľ. 02,0,1-8; Logica driek veľ. 01,0,1-5; C2 driek veľ. 01,0,1-8; PLS driek veľ. 1-11; H-Max S veľ. 8-18; acet. Delta: PF, Fins, St-C veľ. 42-66mm (po2mm), 2M mobility; vložka poly priem.28,32,36mm veľ. S,M,L (možnosť offset); hlavička CO, priem.28,32,36mm veľ. S-XXXL; skrutka veľ. 20-60mm (po 5mm)","LIM","IT","set",{"v":0.1,"d":"10.00%"},{"v":2495.87,"d":"2,495.87"},{"v":2495.87,"d":"2,495.87"},{"v":0,"d":"0.00"},{"v":0,"d":"0.0000%"},"I","ORT, UCH",90213100]
[2563,"XC1.7","X00325","P20098,P20099,P20100,P77674,P77676","Necementovaná TEP bedrového kĺbu LIMA kov/polyetylén","Collo-Mis driek veľ. 1-9; Fit driek veľ. 1-7; acet. Delta: PF, Fins, St-C veľ. 42-66mm (po2mm), 2M mobility; vložka poly priem.28,32,36mm veľ. S,M,L (možnosť offset); vložka poly Delta Vitamin E priem.28,32,36mm veľ.S,M,L (možnosť offset); hlavička CO, priem.28,32,36mm veľ. S-XXXL; skrutka veľ. 20-60mm (po 5mm)","LIM","IT","set",{"v":0.1,"d":"10.00%"},{"v":2495.87,"d":"2,495.87"},{"v":2495.87,"d":"2,495.87"},{"v":0,"d":"0.00"},{"v":0,"d":"0.0000%"},"I","ORT, UCH",90213100]
[2564,"XC1.7","X00324","P20098,P20099,P20100,P77674,P77676","Necementovaná TEP bedrového kĺbu LIMA kov/polyetylén",": Drieky: SamFit veľ. 1-7 + modul.krčok S1-S3 a L1-L3, Later.krčok S4-S6 a  L4-L6; Modulus veľ.13-26mm + modul. Krčok 125°,135° veľ. S,L; H-Max M veľ. 9-18 + modul.krčok S1-S3 a L1-L3, Later.krčok S4-S6 a  L4-L6 ; Acet. Delta: PF, Fins, St-C veľ. 42-66mm (po2mm), 2M mobility; vložka poly priem.28,32,36mm veľ. S,M,L (možnosť offset); vložka poly Delta Vitamin E priem.28,32,36mm veľ.S,M,L (možnosť offset); hlavička CO, priem.28,32,36mm veľ. S-XXXL; skrutka veľ. 20-60mm (po 5mm)","LIM","IT","set",{"v":0.1,"d":"10.00%"},{"v":2495.87,"d":"2,495.87"},{"v":2495.87,"d":"2,495.87"},{"v":0,"d":"0.00"},{"v":0,"d":"0.0000%"},"I","ORT, UCH",90213100]
[2565,"XC1.7","X00475","J87371,J26560,J26555,J26564","Náhrada bedrového kĺbu SUNFIT TH / SAGITTA EVL HA","Necementovaná jamka s dvojitým pohybom, necementovaný driek, hlavička, vložka","SRF","FR","set",{"v":0.1,"d":"10.00%"},{"v":2495.9,"d":"2,495.90"},{"v":2495.9,"d":"2,495.90"},{"v":0,"d":"0.00"},{"v":0,"d":"0.0000%"},"I","ORT, UCH",90213100]
[2566,"XC1.7","X00328","P85505,P31833,P74398,P57276","náhrada bedrového kĺbu TRILOCK BPS / PINNACLE","necementovaný driek a necementovaná jamka, MoP","DPI","US","set",{"v":0.1,"d":"10.00%"},{"v":2733.33,"d":"2,733.33"},{"v":2495.9,"d":"2,495.90"},237.43,{"v":0.08686500000000001,"d":"8.6865%"},"S","ORT, UCH",90213100]
[2567,"XC1.7","X00330","P57437,P74398,P57276","náhrada bedrového kĺbu SROM / PINNACLE","necementovaný driek a necementovaná jamka, MoP","DPI","GB","set",{"v":0.1,"d":"10.00%"},{"v":2734.54,"d":"2,734.54"},{"v":2495.9,"d":"2,495.90"},238.64,{"v":0.087269,"d":"8.7269%"},"S","ORT, UCH",90213100]
[2568,"XC1.7","X00477","J26552,J26560,J83091,J26555,J26564","Náhrada bedrového kĺbu NOVAE E TH / SAGITTA EVL HA","Necementovaná jamka s dvojitým pohybom, necementovaný driek, skrutka, hlavička, vložka","SRF","FR","set",{"v":0.1,"d":"10.00%"},{"v":2770.9,"d":"2,770.90"},{"v":2495.9,"d":"2,495.90"},{"v":275,"d":"275.00"},{"v":0.099246,"d":"9.9246%"},"S","ORT, UCH",90213100]
[2569,"XC1.7","X00323","P39686,P89069,P89068,P89278,P86155,P89368","Endoprotéza bedrového kĺbu Biomet","BiMetric Hip, Taperloc Hip System, Modular Femoral Heads, Mallory-Head Hip System, Exceed ABT Acetabular System, Ringloc Acetabular liners","BIM-GB","UK","set",{"v":0.1,"d":"10.00%"},{"v":2865,"d":"2,865.00"},{"v":2495.9,"d":"2,495.90"},{"v":369.1,"d":"369.10"},{"v":0.128831,"d":"12.8831%"},"S","ORT, UCH",90213100]
[2570,{"$nulls":3},"XC1.8 Necementovaná TEP bedrového kĺbu keramika / polyetylén",{"$nulls":10},{"v":2869.88,"d":"2,869.880000"},"set"]
[2571,"XC1.8","X04974","P0086A,P0326A,P0092A,P0088A","Necementovaná TEP bedrového klbu: Necementovaný  driek HYDRA  / Necementovaná jamka  FIXA DUPLEX,  PE insert, hlavica femorálna  keramická DELTA","Necementovaná jamka FIXA DUPLEX  velkosti 42 - 68; . Driek  HYDRA velkosti 8,9,10,11,12,13,14,15,16,17,18 v prevedení štandart a offset., PE insert UHMWPE štandart; cross linked a  vit.E. Hlavice keramické  vo  velkostiach  22 a 28.","ADL- IT","IT","set",{"v":0.1,"d":"10.00%"},{"v":2021.09,"d":"2,021.09"},{"v":2021.09,"d":"2,021.09"},{"v":0,"d":"0.00"},{"v":0,"d":"0.0000%"},"I","ORT, UCH",90213100]
[2572,"XC1.8","X00616","P69126,P69127,P69122,P69125","Necementovaná TEP bedrového kĺbu","Necementovaná jamka Zweymuller, Zweymuller PE vložka, Necementovaný driek Zweymuller, Keramická hlavica Sulox","ZIM","CH","set",{"v":0.1,"d":"10.00%"},{"v":2214.51,"d":"2,214.51"},{"v":2214.51,"d":"2,214.51"},{"v":0,"d":"0.00"},{"v":0,"d":"0.0000%"},"I","ORT, UCH",90213100]
[2573,"XC1.8","X04973","P0086A,P0324A,P0092A,P0090A,P0091A","Necementovaná TEP bedrového klbu: Necementovaný  driek HYDRA , Necementovaná jamka  FIXA LARUS, hlavica femorálna  DELTA Alumina.","Necementovaná jamka FIXA LARUS  velkosti 42 - 66; skrutky 20, 25,30,35,40,45,50. Driek  Hydra-Fix velkosti 8,9,10,11,12,13,14,15,16,17,18 v prevedení štandart a offset., PE insert neutral + offset + UHMWPE Mobile insert, Hlavica keramická Delta Alumina v 3 velkostiach.  Samorezné skrutky  v priemere 6,5mm v 7 velkostiach.","ADL- IT","IT","set",{"v":0.1,"d":"10.00%"},{"v":2219.08,"d":"2,219.08"},{"v":2219.08,"d":"2,219.08"},{"v":0,"d":"0.00"},{"v":0,"d":"0.0000%"},"I","ORT, UCH",90213100]
[2574,"XC1.8","X02476","P69122,P92194,P69125","Necementovaná TEP bedrového kĺbu keramika / polyetylén","Zweymuller Stem, Variall jamka, Variall PE vložka, Sulox keramická hlavička","ZIM","CH","set",{"v":0.1,"d":"10.00%"},{"v":2232.4,"d":"2,232.40"},{"v":2232.4,"d":"2,232.40"},{"v":0,"d":"0.00"},{"v":0,"d":"0.0000%"},"I","ORT, UCH",9021109000]
[2575,"XC1.8","X04979","P0322A,P0087A,P0092A,P0090A,P0091A","Necementovaná TEP bedrového klbu: Necementovaný krátky driek PULCHRA / Jamka acetabulárna FIXA Ti-Por, keramická hlavica DELTA","Necementovaná TEP bedrového klbu Jamka Fixa Ti-Por  velkosti 42 - 66; skrutky 20, 25,30,35,40,45,50.Necementovaný driek  PULCHRA  velkosti 00,0,1,2,3,4,5,6,7,8,9,10 v prevedení štandart a offset., PE insert neutral + offset + UHMWPE +CoCrMo  Mobile insert, Hlavica keramická Delta Alumina v 3 velkostiach","ADL- IT","IT","set",{"v":0.1,"d":"10.00%"},{"v":2313.42,"d":"2,313.42"},{"v":2313.42,"d":"2,313.42"},{"v":0,"d":"0.00"},{"v":0,"d":"0.0000%"},"I","ORT, UCH",90213100]
[2576,"XC1.8","X02683","P92009,P92006,P92011,P92021","Náhrada bedrového klbu Ecofit/Dialoc","Jamka presfit vel.46-68,PE implacross vel.28/39-36/52,Driek Dialoc STD -1-10,LAT 3-10,Hlavička Biolox 28,32,36-S,M,L,XL,Spong,skrutka.","ICA","DE","set",{"v":0.1,"d":"10.00%"},{"v":2360.42,"d":"2,360.42"},{"v":2360.42,"d":"2,360.42"},{"v":0,"d":"0.00"},{"v":0,"d":"0.0000%"},"I","ORT, UCH",90213100]
[2577,"XC1.8","X00353","P32552,P32553,P32554","Necementovaná TEP bedrového kĺbu keramika/polyetylén Troja","driek Troja, Plasmacup/Screwcup/Plasmafit, skrutky, polyetylénová vložka, hlavička Biolox","AES","DE","set",{"v":0.1,"d":"10.00%"},{"v":2420,"d":"2,420.00"},{"v":2420,"d":"2,420.00"},{"v":0,"d":"0.00"},{"v":0,"d":"0.0000%"},"I","ORT, UCH",90213100]
[2578,"XC1.8","X03827","J87371,J26564,J93901,J83095","Náhrada bedrového kĺbu SUNFIT TH/HYPE","Necementovaná jamka s dvojitým pohybom, necementovaný driek, keramická hlavička, polyetylénová vložka","SRF","FR","set",{"v":0.1,"d":"10.00%"},{"v":2426.91,"d":"2,426.91"},{"v":2426.91,"d":"2,426.91"},{"v":0,"d":"0.00"},{"v":0,"d":"0.0000%"},"I","ORT, UCH",90213100]
[2579,"XC1.8","X04930","P92008,P92009,P92011,P92021","Necementovaná náhrada Ecofit jamka/ Actinia driek","Ecofit Epore jamka kov + implacross  vložka - 42-72mm, skrutky 15 - 50mm; Actinia driek HA 8 - 20mm, Ker.hlavičky - S,M,L,XL - 22, 28,32,36mm","ICA","DE","set",{"v":0.1,"d":"10.00%"},{"v":2438.15,"d":"2,438.15"},{"v":2438.15,"d":"2,438.15"},{"v":0,"d":"0.00"},{"v":0,"d":"0.0000%"},"I","ORT, UCH",90213100]
[2580,"XC1.8","X05199","P1405A","Náhrada bedrového kĺbu","jamky, vložky, femorálne drieky cementované, necementované","SVQ","ES","set",{"v":0.1,"d":"10.00%"},{"v":2492.6,"d":"2,492.60"},{"v":2492.6,"d":"2,492.60"},{"v":0,"d":"0.00"},{"v":0,"d":"0.0000%"},"I","ORT, UCH",90213100]
[2581,"XC1.8","X05123","P54131,P99365,P31833,P57437,P85505,P1387A","Endoprotéza bedrového klbu","modulárny systém s jamkou BI-MENTUM","DPI","IR","set",{"v":0.1,"d":"10.00%"},{"v":2499,"d":"2,499.00"},{"v":2499,"d":"2,499.00"},{"v":0,"d":"0.00"},{"v":0,"d":"0.0000%"},"I","ORT, UCH",90213100]
[2582,"XC1.8","X00634","P89093","Necementovaná  TEP bedrového kĺbu keramika/polyetylén","Necementovaná TEP bedrového kĺbu twinSys,RM Pressfit,Selexys, CeramystwinSys, RM Pressfit,Selexys, Ceramys twinSys std/lat  7-18mm, RM - 46-70mm/28,32,36mm, skrutky 4/24-44mm, Selexys 46-64mm/28,32,36mm, skrutky 5,7/15-45mm, vložka44-64mm/28,32,36mm, hlavička 28,32,36mm veľkosť S,M,L,XL","MHG","CH","set",{"v":0.1,"d":"10.00%"},{"v":2499.86,"d":"2,499.86"},{"v":2499.86,"d":"2,499.86"},{"v":0,"d":"0.00"},{"v":0,"d":"0.0000%"},"I","ORT, UCH",90213100]
[2583,"XC1.8","X00349","P59571,P54573,P54220,P54221,P41010,P95994","Necementovaná TEP bedrového kĺbu","Necementovaná TEP bedrového kĺbu SF-BIOLOX","BEZ","CZ","set",{"v":0.1,"d":"10.00%"},{"v":2519,"d":"2,519.00"},{"v":2519,"d":"2,519.00"},{"v":0,"d":"0.00"},{"v":0,"d":"0.0000%"},"I","ORT, UCH",90213100]
[2584,"XC1.8","X00354","P32552,P32553,P32554","Necementovaná TEP bedrového kĺbu keramika/polyetylén BiCONTACT","driek BiCONTACT, Plasmacup/Screwcup/Plasmafit, skrutky, polyetylénová vložka, hlavička Biolox","AES","DE","set",{"v":0.1,"d":"10.00%"},{"v":2526.48,"d":"2,526.48"},{"v":2526.48,"d":"2,526.48"},{"v":0,"d":"0.00"},{"v":0,"d":"0.0000%"},"I","ORT, UCH",90213100]
[2585,"XC1.8","X00351","P32552,P32553,P32554","Necementovaná TEP bedrového kĺbu keramika/polyetylén Excia/CoreHip","driek Excia/CoreHip, Plasmacup/Screwcup/Plasmafit, skrutky, polyetylénová vložka, hlavička Biolox","AES","DE","set",{"v":0.1,"d":"10.00%"},{"v":2526.48,"d":"2,526.48"},{"v":2526.48,"d":"2,526.48"},{"v":0,"d":"0.00"},{"v":0,"d":"0.0000%"},"I","ORT, UCH",90213100]
[2586,"XC1.8","X00352","P32552,P32553,P32554","Necementovaná TEP bedrového kĺbu keramika/polyetylén Metha","driek Metha, Plasmacup/Screwcup/Plasmafit, skrutky, polyetylénová vložka, hlavička Biolox","AES","DE","set",{"v":0.1,"d":"10.00%"},{"v":2526.48,"d":"2,526.48"},{"v":2526.48,"d":"2,526.48"},{"v":0,"d":"0.00"},{"v":0,"d":"0.0000%"},"I","ORT, UCH",90213100]
[2587,"XC1.8","X00348","P59571,P54220,P54221,P41010,P95994","Necementovaná TEP bedrového kĺbu","Necementovaná TEP bedrového kĺbu TRIO, BIOLOX","BEZ","CZ","set",{"v":0.1,"d":"10.00%"},{"v":2578.07,"d":"2,578.07"},{"v":2578.07,"d":"2,578.07"},{"v":0,"d":"0.00"},{"v":0,"d":"0.0000%"},"I","ORT, UCH",90213100]
[2588,"XC1.8","X02402","P90991,P32553,P32554","Necementovaná TEP bedrového kĺbu keramika/polyetylén TrendHip","driek Trendhip, Plasmacup/Screwcup/Plasmafit, skrutky, polyetylénová vložka, hlavička Biolox","GRP","FR","set",{"v":0.1,"d":"10.00%"},{"v":2599.48,"d":"2,599.48"},{"v":2599.48,"d":"2,599.48"},{"v":0,"d":"0.00"},{"v":0,"d":"0.0000%"},"I","ORT, UCH",90213100]
[2589,"XC1.8","X05092","P89128,P89069,P89130,P86151","Endoprotéza bedrového kĺbu - štandardný systém AVANTAGE; Endoprotéza bedrového kĺbu Taperloc System; Skrutky k endoprotéze bedrového kĺbu systému AVANTAGE; Implantát bedrový Ceramic Femoral Heads","rôzne typy a veľkosti, Biolox / Cerasul; keramické hlavice","BIM","FR","set",{"v":0.1,"d":"10.00%"},{"v":2600,"d":"2,600.00"},{"v":2600,"d":"2,600.00"},{"v":0,"d":"0.00"},{"v":0,"d":"0.0000%"},"I","ORT, UCH",90213100]
[2590,"XC1.8","X05118","P86151,P92209,P0466A","Implantát bedrový Ceramic Femoral Heads; Driek Avenir Müller; Systém acetabulárny G7 pre totálne náhrady bedrového kĺbu","Biolox / Cerasul; keramické hlavice; rôzne typy, bedrový implantát; jamky, vložky, príslušenstvo","BIM","CH","set",{"v":0.1,"d":"10.00%"},{"v":2600,"d":"2,600.00"},{"v":2600,"d":"2,600.00"},{"v":0,"d":"0.00"},{"v":0,"d":"0.0000%"},"I","ORT, UCH",90213100]
[2591,"XC1.8","X05095","P86151,P89069,P0466A","Implantát bedrový Ceramic Femoral Heads; Endoprotéza bedrového kĺbu Taperloc System; Systém acetabulárny G7 pre totálne náhrady bedrového kĺbu","Biolox / Cerasul; keramické hlavice; jamky, vložky, príslušenstvo","BIM","CH","ks",{"v":0.1,"d":"10.00%"},{"v":2600,"d":"2,600.00"},{"v":2600,"d":"2,600.00"},{"v":0,"d":"0.00"},{"v":0,"d":"0.0000%"},"I","ORT, UCH",90213100]
[2592,"XC1.8","X00342","P54131,P31833,P88056,P57276","náhrada bedrového kĺbu CORAIL / DURALOC","necementovaný driek a necementovaná jamka, CoP","DPI","FR","set",{"v":0.1,"d":"10.00%"},{"v":2630.83,"d":"2,630.83"},{"v":2630.83,"d":"2,630.83"},{"v":0,"d":"0.00"},{"v":0,"d":"0.0000%"},"I","ORT, UCH",90213100]
[2593,"XC1.8","X04711","P92005,P92009,P92011,P92021","Necementovaná náhrada Ecofit jamka/ Ecofit driek","Ecofit Epore jamka kov + implacross  vložka - 42-72mm, skrutky 15 - 50mm; Ecofit driek CPTI- 6,25mm - 20mm, Ker.hlavičky Biolox Delta - S,M,L,XL -  28,32,36mm","ICA","GE","set",{"v":0.1,"d":"10.00%"},{"v":2680,"d":"2,680.00"},{"v":2680,"d":"2,680.00"},{"v":0,"d":"0.00"},{"v":0,"d":"0.0000%"},"I","ORT, UCH",90213100]
[2594,"XC1.8","X05093","P89128,P71057,P89130,P86151","Endoprotéza bedrového kĺbu - štandardný systém AVANTAGE; Implantát bedrový CLS Spotorno; Skrutky k endoprotéze bedrového kĺbu systému AVANTAGE; Implantát bedrový Ceramic Femoral Heads","rôzne typy a veľkosti, Biolox / Cerasul; keramické hlavice","BIM","FR","set",{"v":0.1,"d":"10.00%"},{"v":2690,"d":"2,690.00"},{"v":2690,"d":"2,690.00"},{"v":0,"d":"0.00"},{"v":0,"d":"0.0000%"},"I","ORT, UCH",90213100]
[2595,"XC1.8","X00618","P54371,P54369,P69125","Necementovaná TEP bedrového kĺbu","Necementovaná jamka Trilgy, Trilogy PE vložka, Necementovaný driek VerSys, Keramická hlavica Sulox, Kostná skrutka","ZIM","US","set",{"v":0.1,"d":"10.00%"},{"v":2730,"d":"2,730.00"},{"v":2730,"d":"2,730.00"},{"v":0,"d":"0.00"},{"v":0,"d":"0.0000%"},"I","ORT, UCH",90213100]
[2596,"XC1.8","X01141","P22133","LCU driek, T.O.P. jamka, hlavička A Biolox delta","1 driek rôznych veľkostí, 1 jamka rôznych veľkostí, 1 keramická hlavička rôznych veľkostí","WAL","DE","set",{"v":0.1,"d":"10.00%"},{"v":2800,"d":"2,800.00"},{"v":2800,"d":"2,800.00"},{"v":0,"d":"0.00"},{"v":0,"d":"0.0000%"},"I","ORT, UCH",90213100]
[2597,"XC1.8","X00468","P22133","C.F.P. driek, T.O.P. jamka, hlavička A Biolox delta","1 driek rôznych veľkostí, 1 jamka rôznych veľkostí, 1 keramická hlavička rôznych veľkostí","WAL","DE","set",{"v":0.1,"d":"10.00%"},{"v":2831.4,"d":"2,831.40"},{"v":2831.4,"d":"2,831.40"},{"v":0,"d":"0.00"},{"v":0,"d":"0.0000%"},"I","ORT, UCH",90213100]
[2598,"XC1.8","X04081","P96217,P96218,P96219,P96220,P96221","Endoprotéza bedrového kĺbu úplná Polarstem","driek Polarstem, jamka R3, vložka XLPE, hlavička OXINIUM alebo BIOLOX","SND","CH","set",{"v":0.1,"d":"10.00%"},{"v":2860,"d":"2,860.00"},{"v":2860,"d":"2,860.00"},{"v":0,"d":"0.00"},{"v":0,"d":"0.0000%"},"I","ORT, UCH",90213100]
[2599,"XC1.8","X00617","P71058,P71059,P71057,P69125","Necementovaná TEP bedrového kĺbu","Necementovaná jamka CLS Spotorno, CLS Spotorno PE vložka, Necementovaný driek CLS Spotorno, Keramická hlavica Sulox","ZIM","CH","set",{"v":0.1,"d":"10.00%"},{"v":2860,"d":"2,860.00"},{"v":2860,"d":"2,860.00"},{"v":0,"d":"0.00"},{"v":0,"d":"0.0000%"},"I","ORT, UCH",90213100]
[2600,"XC1.8","X02711","P92209,P92195,P92558,P86151,P54371","Necementovaná TEP bedrového kĺbu keramika / polyetylén","Avenir stem, Allofit IT jamka, PE inlay, Biolox keramická hlavička, kostná skrutka","ZIM","CH","set",{"v":0.1,"d":"10.00%"},{"v":2860,"d":"2,860.00"},{"v":2860,"d":"2,860.00"},{"v":0,"d":"0.00"},{"v":0,"d":"0.0000%"},"I","ORT, UCH",9021109000]
[2601,"XC1.8","X02708","P92209,P86147,P86148,P86151,P54371","Necementovaná TEP bedrového kĺbu keramika / polyetylén","Avenir stem, Trilogy IT jamka, PE inlay, Biolox keramická hlavička, kostná skrutka","ZIM","US","set",{"v":0.1,"d":"10.00%"},{"v":2860,"d":"2,860.00"},{"v":2860,"d":"2,860.00"},{"v":0,"d":"0.00"},{"v":0,"d":"0.0000%"},"I","ORT, UCH",9021109000]
[2602,"XC1.8","X02485","P71065,P71058,P71059,P69125","Necementovaná TEP bedrového kĺbu keramika / polyetylén","Wagner stem,  CLS Spotorno jamka, CLS Spotorno PE vložka, Sulox keramická hlavička","ZIM","CH","set",{"v":0.1,"d":"10.00%"},{"v":2860,"d":"2,860.00"},{"v":2860,"d":"2,860.00"},{"v":0,"d":"0.00"},{"v":0,"d":"0.0000%"},"I","ORT, UCH",9021109000]
[2603,"XC1.8","X02620","P86057,P86148,P86147,P86151,P54371","Necementovaná TEP bedrového kĺbu keramika / polyetylén","Fitmore stem, Trilogy IT jamka, Trilogy IT PE vložka,  Biolox keramická hlavička, Kostná skrutka","ZIM","US","set",{"v":0.1,"d":"10.00%"},{"v":2860,"d":"2,860.00"},{"v":2860,"d":"2,860.00"},{"v":0,"d":"0.00"},{"v":0,"d":"0.0000%"},"I","ORT, UCH",9021109000]
[2604,"XC1.8","X02623","P86057,P92195,P92558,P86151,P54371","Necementovaná TEP bedrového kĺbu keramika / polyetylén","Fitmore stem, Allofit IT jamka, Allofit IT PE vložka,  Biolox keramická hlavička, Kostná skrutka","ZIM","CH","set",{"v":0.1,"d":"10.00%"},{"v":2860,"d":"2,860.00"},{"v":2860,"d":"2,860.00"},{"v":0,"d":"0.00"},{"v":0,"d":"0.0000%"},"I","ORT, UCH",9021109000]
[2605,"XC1.8","X02482","P71057,P92195,P92558,P86151,P54371","Necementovaná TEP bedrového kĺbu keramika / polyetylén","CLS Spotorno stem, Allofit IT jamka, Allofit IT PE vložka,  Biolox keramická hlavička, Kostná skrutka","ZIM","CH","set",{"v":0.1,"d":"10.00%"},{"v":2860,"d":"2,860.00"},{"v":2860,"d":"2,860.00"},{"v":0,"d":"0.00"},{"v":0,"d":"0.0000%"},"I","ORT, UCH",9021109000]
[2606,"XC1.8","X03993","P96217","TEP bedrového kĺbu SL-PLUS STEM","driek SL PLUS, jamka R3, vložka XLPE, hlavička OXINIUM alebo BIOLOX","SND","CH","set",{"v":0.1,"d":"10.00%"},{"v":2860,"d":"2,860.00"},{"v":2860,"d":"2,860.00"},{"v":0,"d":"0.00"},{"v":0,"d":"0.0000%"},"I","ORT, UCH",90213100]
[2607,"XC1.8","X02238","P39686,P89069,P89278,P86155","Endoprotéza bedrového kĺbu Biomet","BiMetric Hip, Taperloc Hip System,  Mallory-Head Hip System, Exceed ABT Acetabular System","BIM-GB","UK","set",{"v":0.1,"d":"10.00%"},{"v":2865,"d":"2,865.00"},{"v":2865,"d":"2,865.00"},{"v":0,"d":"0.00"},{"v":0,"d":"0.0000%"},"I","ORT, UCH",90213100]
[2608,"XC1.8","X01509","P89093","Necementovaná TEP bedrového kĺbu Mathys keramika/ polyetylén","Necementovaná TEP bedrového kĺbu optimys ,RM Pressfit,Selexys, Ceramys optimys std/lat  7-18mm, RM - 46-70mm/28,32,36mm, skrutky 4/24-44mm, Selexys 46-64mm/28,32,36mm, skrutky 5,7/15-45mm, vložka44-64mm/28,32,36mm, hlavička 28,32,36mm veľkosť S,M,L,XL","MHG","CH","set",{"v":0.1,"d":"10.00%"},{"v":2865,"d":"2,865.00"},{"v":2865,"d":"2,865.00"},{"v":0,"d":"0.00"},{"v":0,"d":"0.0000%"},"I","ORT, UCH",90213100]
[2609,"XC1.8","X01774","P89093","Necementovaná TEP bedrového kĺbu Mathys keramika/ polyetylén","Necementovaná TEP bedrového kĺbu optimys ,RM Pressfit,Selexys, Ceramys optimys std/lat  7-18mm, RM - 46-70mm/28,32,36mm, skrutky 4/24-44mm, Selexys 46-64mm/28,32,36mm, skrutky 5,7/15-45mm, vložka44-64mm/28,32,36mm, hlavička 28,32,36mm veľkosť S,M,L,XL","MHG","CH","set",{"v":0.1,"d":"10.00%"},{"v":2865,"d":"2,865.00"},{"v":2865,"d":"2,865.00"},{"v":0,"d":"0.00"},{"v":0,"d":"0.0000%"},"I","ORT, UCH",90213100]
[2610,"XC1.8","X04971","P0086A,P0087A,P0091A,P0092A,P0090A","Necementovaná TEP bedrového kĺbu: Driek necementovaný HYDRA / Jamka acetabulárna FIXA Ti-Por, keramická hlavica DELTA","Necementovaná TEP bedrového kĺbu Jamka Fixa Ti-Por  veľkosti 42 - 66; skrutky 20, 25,30,35,40,45,50.Driek  Hydra-Fix veľkosti 8,9,10,11,12,13,14,15,16,17,18 v prevedení štandart a offset., PE insert neutral + offset + UHMWPE + CoCrMo  Mobile insert, Hlavica keramická Delta Biolox v 3 veľkostiach","ADL- IT","IT","set",{"v":0.1,"d":"10.00%"},{"v":2867,"d":"2,867.00"},{"v":2867,"d":"2,867.00"},{"v":0,"d":"0.00"},{"v":0,"d":"0.0000%"},"I","ORT, UCH",90213100]
[2611,"XC1.8","X05065","P99365,P74398,P31833,P57276","Endoprotéza bedrového klbu ACTIS DUOFIX / PINNACLE / DURALOC / AML","rôzne typy a velkosti","DPI","IR","set",{"v":0.1,"d":"10.00%"},{"v":2868.7,"d":"2,868.70"},{"v":2868.7,"d":"2,868.70"},{"v":0,"d":"0.00"},{"v":0,"d":"0.0000%"},"I","ORT, UCH",90213100]
[2612,"XC1.8","X05134","P0090A,P0087A,P0092A,P0322A,P0091A","Hlavica keramická DELTA ALUMINA, Jamka acetabulárna FIXA Ti-Por, Kovová vložka COCRMO, BIS mobility a vložka PE, BIS mobility, Driek necementovaný krátky PULCHRA / PULCHRA-FIX, Skrutka acetabulárna titánová fixačná","implantát bedrového kĺbu; s príslušenstvom; rôzne druhy","ADL-IT","IT","set",{"v":0.1,"d":"10.00%"},{"v":2868.9,"d":"2,868.90"},{"v":2868.9,"d":"2,868.90"},{"v":0,"d":"0.00"},{"v":0,"d":"0.0000%"},"I","ORT, UCH",90213100]
[2613,"XC1.8","X00343","P54131,P31833,P74398,P57276","náhrada bedrového kĺbu CORAIL / PINNACLE","necementovaný driek a necementovaná jamka, CoP","DPI","FR","set",{"v":0.1,"d":"10.00%"},{"v":2868.91,"d":"2,868.91"},{"v":2868.91,"d":"2,868.91"},{"v":0,"d":"0.00"},{"v":0,"d":"0.0000%"},"I","ORT, UCH",90213100]
[2614,"XC1.8","X00346","P57437,P74398,P57276","náhrada bedrového kĺbu SROM / PINNACLE","necementovaný driek a necementovaná jamka, CoP","DPI","GB","set",{"v":0.1,"d":"10.00%"},{"v":2868.91,"d":"2,868.91"},{"v":2868.91,"d":"2,868.91"},{"v":0,"d":"0.00"},{"v":0,"d":"0.0000%"},"I","ORT, UCH",90213100]
[2615,"XC1.8","X00620","P86148,P86147,P54369,P86151,P54371","Necementovaná TEP bedrového kĺbu","Necementovaná jamka Trilgy IT, Trilogy IT Longevity PE vložka, Necementovaný driek VerSys, Keramická hlavica Biolox, Kostná skrutka","ZIM","US","set",{"v":0.1,"d":"10.00%"},{"v":2868.99,"d":"2,868.99"},{"v":2868.99,"d":"2,868.99"},{"v":0,"d":"0.00"},{"v":0,"d":"0.0000%"},"I","ORT, UCH",90213100]
[2616,"XC1.8","X00619","P86148,P86147,P71057,P86151,P54371","Necementovaná TEP bedrového kĺbu","Necementovaná jamka Trilgy IT, Trilogy IT Longevity PE vložka, Necementovaný driek CLS Spotorno, Keramická hlavica Biolox, Kostná skrutka","ZIM","US","set",{"v":0.1,"d":"10.00%"},{"v":2868.99,"d":"2,868.99"},{"v":2868.99,"d":"2,868.99"},{"v":0,"d":"0.00"},{"v":0,"d":"0.0000%"},"I","ORT, UCH",90213100]
[2617,"XC1.8","X01989","P20098,P20099,P20100,P77674,P77676","Necementovaná TEP bedrového kĺbu LIMA keramika/polyetylén","Driek: Minima M ,veľ 1-12  + modul.krčok S1-S3 a L1-L3, later.krčok S4-S6 a L4-L6; acet. Delta: PF, Fins, St-C veľ. 42-66mm (po2mm), 2M mobility; vložka poly priem.28,32,36mm veľ. S,M,L (možnosť offset); hlavička ker.Biolox Delta, priem.28,32,36,40mm veľ. S-XL; skrutka veľ. 20-60mm (po 5mm)","LIM","IT","set",{"v":0.1,"d":"10.00%"},{"v":2869.52,"d":"2,869.52"},{"v":2869.52,"d":"2,869.52"},{"v":0,"d":"0.00"},{"v":0,"d":"0.0000%"},"I","ORT, UCH",90213100]
[2618,"XC1.8","X01990","P20098,P20099,P20100,P77674,P77676","Necementovaná TEP bedrového kĺbu LIMA keramika/polyetylén","Driek: Minima S standard,veľ 1-12 , Minima S lateralizovaný, veľ. 1-12; acet. Delta: PF, Fins, St-C, TT veľ. 42-66mm (po2mm), 2M mobility; vložka poly priem.28,32,36mm veľ. S,M,L (možnosť offset); vložka poly Delta Vitamin E priem.28,32,36mm veľ.S,M,L (možnosť offset); hlavička ker.Biolox Delta, priem.28,32,36,40mm veľ. S-XL; skrutka veľ. 20-60mm (po 5mm)","LIM","IT","set",{"v":0.1,"d":"10.00%"},{"v":2869.52,"d":"2,869.52"},{"v":2869.52,"d":"2,869.52"},{"v":0,"d":"0.00"},{"v":0,"d":"0.0000%"},"I","ORT, UCH",90213100]
[2619,"XC1.8","X00344","P85505,P31833,P74398,P57276","náhrada bedrového kĺbu TRILOCK BPS / PINNACLE","necementovaný driek a necementovaná jamka, CoP","DPI","US","set",{"v":0.1,"d":"10.00%"},{"v":2869.88,"d":"2,869.88"},{"v":2869.88,"d":"2,869.88"},{"v":0,"d":"0.00"},{"v":0,"d":"0.0000%"},"I","ORT, UCH",90213100]
[2620,"XC1.8","X00341","P20098,P20099,P20100,P77674,P77676","Necementovaná TEP bedrového kĺbu LIMA keramika/polyetylén","SL driek veľ. 02,0,1-8; Logica driek veľ. 01,0,1-5; C2 driek veľ. 01,0,1-8; PLS driek veľ. 1-11; H-Max S driek veľ. 8-18; acet. Delta: PF, Fins, St-C veľ. 42-66mm (po2mm), 2M mobility; vložka poly priem.28,32,36mm veľ. S,M,L (možnosť offset); vložka poly Delta Vitamin E priem.28,32,36mm veľ.S,M,L (možnosť offset); hlavička ker.Biolox Delta, priem.28,32,36,40mm veľ. S-XL; skrutka veľ. 20-60mm (po 5mm)","LIM","IT","set",{"v":0.1,"d":"10.00%"},{"v":2869.88,"d":"2,869.88"},{"v":2869.88,"d":"2,869.88"},{"v":0,"d":"0.00"},{"v":0,"d":"0.0000%"},"I","ORT, UCH",90213100]
[2621,"XC1.8","X00340","P20098,P20099,P20100,P77674,P77676","Necementovaná TEP bedrového kĺbu LIMA keramika/polyetylén","Collo-Mis driek veľ. 1-9; Fit driek veľ. 1-7; acet. Delta: PF, Fins, St-C veľ. 42-66mm (po2mm), 2M mobility; vložka poly priem.28,32,36mm veľ. S,M,L (možnosť offset); vložka poly Delta Vitamin E priem.28,32,36mm veľ.S,M,L (možnosť offset); hlavička ker.Biolox Delta, priem.28,32,36,40mm veľ. S-XL; skrutka veľ. 20-60mm (po 5mm)","LIM","IT","set",{"v":0.1,"d":"10.00%"},{"v":2869.88,"d":"2,869.88"},{"v":2869.88,"d":"2,869.88"},{"v":0,"d":"0.00"},{"v":0,"d":"0.0000%"},"I","ORT, UCH",90213100]
[2622,"XC1.8","X00339","P20098,P20099,P20100,P77674,P77676","Necementovaná TEP bedrového kĺbu LIMA keramika/polyetylén","Drieky: SamFit veľ. 1-7 + modul.krčok S1-S3 a L1-L3, Later.krčok S4-S6 a  L4-L6; Modulus veľ.13-26mm + modul. Krčok 125°,135° veľ. S,L; H-Max M veľ. 9-18 + modul.krčok S1-S3 a L1-L3, Later.krčok S4-S6 a  L4-L6; Acet. Delta: PF, Fins, St-C veľ. 42-66mm (po2mm), 2M mobility; vložka poly priem.28,32,36mm veľ. S,M,L (možnosť offset); hlavička ker. Biolox Delta, priem.28,32,36,40mm veľ. S-XL; skrutka veľ. 20-60mm (po 5mm)","LIM","IT","set",{"v":0.1,"d":"10.00%"},{"v":2869.88,"d":"2,869.88"},{"v":2869.88,"d":"2,869.88"},{"v":0,"d":"0.00"},{"v":0,"d":"0.0000%"},"I","ORT, UCH",90213100]
[2623,"XC1.8","X00316","P20098,P20099,P20100,P77674,P77676","Necementovaná TEP bedrového kĺbu LIMA keramika/polyetylén","Drieky: SL driek veľ. 02,0,1-8; Logica driek veľ. 01,0,1-5; PLS driek veľ. 1-11; H-Max S veľ. 8-18; Collo-Mis driek veľ. 1-9; C2 driek veľ. 01,0,1-8; Fit driek veľ. 1-7; SamFit veľ. 1-7 + modul.krčok S1-S3 a L1-L3, Later.krčok S4-S6 a  L4-L6; Modulus veľ.13-26mm + modul. Krčok 125°,135° veľ. S,L; H-Max M veľ. 9-18 + modul.krčok S1-S3 a L1-L3, Later.krčok S4-S6 a  L4-L6; Acet. Delta: TT,One TT veľ. 42-76mm (po2mm); acet. Spacer veľ. S,S+5,S10°,S20°,L,L+5,L10°,L20°,L10°+5,L20°+5,M; Hemisf. Modul veľ. 50,54,58,62,66 s ecc. 12 a 18mm; vložka poly priem.28,32,36mm veľ. S,M,L (možnosť offset); hlavička CO, priem.28,32,36mm veľ. S-XXXL; hlavička ker.Biolox Delta, priem.28,32,36,40mm veľ. S-XL; skrutka veľ. 20-60mm (po 5mm)","LIM","IT","set",{"v":0.1,"d":"10.00%"},{"v":2869.88,"d":"2,869.88"},{"v":2869.88,"d":"2,869.88"},{"v":0,"d":"0.00"},{"v":0,"d":"0.0000%"},"I","ORT, UCH",90213100]
[2624,"XC1.8","X04145","P94902,P94808,P94815","Necemnetovaná TEP bedrového kĺbu Merotan Epical CER/PE","driek Merotan Epical, hlavica keramická Biolox, PE vložka MultiCup, jamka necementovaná presfitova MultiCup","MMD","DE","set",{"v":0.1,"d":"10.00%"},{"v":2869.88,"d":"2,869.88"},{"v":2869.88,"d":"2,869.88"},{"v":0,"d":"0.00"},{"v":0,"d":"0.0000%"},"I","ORT, UCH",90213100]
[2625,{"$nulls":3},"XC1.9 Necementovaná TEP bedrového kĺbu keramika / keramika",{"$nulls":10},{"v":3377.99,"d":"3,377.990000"},"set"]
[2626,"XC1.9","X00367","P71255","Stryker ABGII Trident Ceramic","časť 1/2:Stryker ABGII Trident Ceramic necementovaná náhrada bedra: 1ks necementovaný femorálny driek veľkosti 1 až 8","STR","FR","set",{"v":0.1,"d":"10.00%"},{"v":617.1,"d":"617.10"},{"v":617.1,"d":"617.10"},{"v":0,"d":"0.00"},{"v":0,"d":"0.0000%"},"I","ORT",90213100]
[2627,"XC1.9","X00369","P32552,P32553,P32554","Necementovaná TEP bedrového kĺbu keramika/keramika Antega","driek Antega, Plasmacup/Screwcup/Plasmafit, skrutky, keramická vložka, hlavička Biolox","AES","DE","set",{"v":0.1,"d":"10.00%"},{"v":2650,"d":"2,650.00"},{"v":2650,"d":"2,650.00"},{"v":0,"d":"0.00"},{"v":0,"d":"0.0000%"},"I","ORT",90213100]
[2628,"XC1.9","X00372","P32552,P32553,P32554","Necementovaná TEP bedrového kĺbu keramika/keramika BiCONTACT","driek BiCONTACT, Plasmacup/Screwcup/Plasmafit, skrutky, keramická vložka, hlavička Biolox","AES","DE","set",{"v":0.1,"d":"10.00%"},{"v":2650,"d":"2,650.00"},{"v":2650,"d":"2,650.00"},{"v":0,"d":"0.00"},{"v":0,"d":"0.0000%"},"I","ORT",90213100]
[2629,"XC1.9","X00368","P32552,P32553,P32554","Necementovaná TEP bedrového kĺbu keramika/keramika Excia/CoreHip","driek Excia/CoreHip, Plasmacup/Screwcup/Plasmafit, skrutky, keramická vložka, hlavička Biolox","AES","DE","set",{"v":0.1,"d":"10.00%"},{"v":2650,"d":"2,650.00"},{"v":2650,"d":"2,650.00"},{"v":0,"d":"0.00"},{"v":0,"d":"0.0000%"},"I","ORT",90213100]
[2630,"XC1.9","X00370","P32552,P32553,P32554","Necementovaná TEP bedrového kĺbu keramika/keramika Metha","driek Metha, Plasmacup/Screwcup/Plasmafit, skrutky, keramická vložka, hlavička Biolox","AES","DE","set",{"v":0.1,"d":"10.00%"},{"v":2650,"d":"2,650.00"},{"v":2650,"d":"2,650.00"},{"v":0,"d":"0.00"},{"v":0,"d":"0.0000%"},"I","ORT",90213100]
[2631,"XC1.9","X00371","P32552,P32553,P32554","Necementovaná TEP bedrového kĺbu keramika/keramika Troja","driek Troja, Plasmacup/Screwcup/Plasmafit, skrutky, keramická vložka, hlavička Biolox","AES","DE","set",{"v":0.1,"d":"10.00%"},{"v":2650,"d":"2,650.00"},{"v":2650,"d":"2,650.00"},{"v":0,"d":"0.00"},{"v":0,"d":"0.0000%"},"I","ORT",90213100]
[2632,"XC1.9","X02403","P90991,P32553,P32554","Necementovaná TEP bedrového kĺbu keramika/keramika TrendHip","driek Trendhip, Plasmacup/Screwcup/Plasmafit, skrutky, keramická vložka, hlavička Biolox","GRP","FR","set",{"v":0.1,"d":"10.00%"},{"v":2723,"d":"2,723.00"},{"v":2723,"d":"2,723.00"},{"v":0,"d":"0.00"},{"v":0,"d":"0.0000%"},"I","ORT",90213100]
[2633,"XC1.9","X04978","P0322A,P0087A,P0088A,P0090A,P0091A","Necementovaná TEP bedrového klbu: Necementovaný krátky driek PULCHRA / Jamka acetabulárna FIXA Ti-Por, keramická vložka,  keramická hlavica DELTA","Necementovaná TEP bedrového klbu Jamka Fixa Ti-Por  velkosti 42 - 66; skrutky 20, 25,30,35,40,45,50.Necementovaný krátky driek  PULCHRA  velkosti 00,0,1,2,3,4,5,6,7,8,9,10 v prevedení štandart a offset., vložka Delta Ceramic, Hlavica keramická Delta Alumina v 3 velkostiach","ADL- IT","IT","set",{"v":0.1,"d":"10.00%"},{"v":2725.61,"d":"2,725.61"},{"v":2725.61,"d":"2,725.61"},{"v":0,"d":"0.00"},{"v":0,"d":"0.0000%"},"I","ORT",90213100]
[2634,"XC1.9","X05168","P0086A,P0087A,P0088A,P0090A,P0091A","Necementtovaná TEP bedrového klbu: Driek necementovaný HYDRA, Jamka acetabulárna FIXA Ti-Por, Vložka keramická DELTA, Hlavica keramická DELTA","Necementovaná TEP bedrového klbu Necementovaný driek  HYDRA  velkosti 8,9,10,11,12,13,14,15,16,17,18 v prevedení štandart a offset,  Jamka Fixa Ti-Por  velkosti 42 - 66; vložka Delta Ceramic, Hlavica keramická Delta Alumina v 3 velkostiach; 2x skrutka 20, 25,30,35,40,45,50.","ADL- IT","IT","set",{"v":0.1,"d":"10.00%"},{"v":2746.29,"d":"2,746.29"},{"v":2746.29,"d":"2,746.29"},{"v":0,"d":"0.00"},{"v":0,"d":"0.0000%"},"I","ORT",90213100]
[2635,"XC1.9","X01341","P89093","Necementovaná TEP bedrového kĺbu keramika/keramika MATHYS","Necementovaná TEP bedrového kĺbu twinSys,Selexys, ceramys alebo biolox,twinSys std/lat  9-17mm,  Selexys 44-64mm/28,32,36mm, skrutky 5,7/15-45mm, keramická vložka44-64mm/28,32,36mm, keramická hlavička 28,32,36mm/S,M,L,XL","MHG","CH","set",{"v":0.1,"d":"10.00%"},{"v":2860.74,"d":"2,860.74"},{"v":2860.74,"d":"2,860.74"},{"v":0,"d":"0.00"},{"v":0,"d":"0.0000%"},"I","ORT",90213100]
[2636,"XC1.9","X00355","P39686,P89069,P89278,P86155","Endoprotéza bedrového kĺbu Biomet","BiMetric Hip, Taperloc Hip System, Mallory-Head Hip System, Exceed ABT Acetabular System","BIM-GB","UK","set",{"v":0.1,"d":"10.00%"},{"v":2865,"d":"2,865.00"},{"v":2865,"d":"2,865.00"},{"v":0,"d":"0.00"},{"v":0,"d":"0.0000%"},"I","ORT",90213100]
[2637,"XC1.9","X04004","P54220,P59571,P59573,P95994,P95995,P41010","Necementovaná TEP bedrového kĺbu","Necementovaná TEP bedrového kĺbu - TRIO, SF, DUO, Keramická vložka, Keramická hlavica, skrutky","BEZ","CZ","set",{"v":0.1,"d":"10.00%"},{"v":2997.46,"d":"2,997.46"},{"v":2997.46,"d":"2,997.46"},{"v":0,"d":"0.00"},{"v":0,"d":"0.0000%"},"I","ORT",90213100]
[2638,"XC1.9","X04832","P92008,P92009,P92011,P92021","Necementovaná náhrada Ecofit jamka/ Actinia driek","Ecofit Epore jamka kov + keramická vložka Biolox delta - 42-72mm, skrutky 15 - 50mm; Actinia driek HA 8 - 20mm, Ker.hlavičky - S,M,L,XL - 28,32,36mm","ICA","DE","set",{"v":0.1,"d":"10.00%"},{"v":3019.34,"d":"3,019.34"},{"v":3019.34,"d":"3,019.34"},{"v":0,"d":"0.00"},{"v":0,"d":"0.0000%"},"I","ORT",90213100]
[2639,"XC1.9","X00362","P54131,P31833,P74398,P57276","náhrada bedrového kĺbu CORAIL / PINNACLE","necementovaný driek a necementovaná jamka, CoC","DPI","FR","set",{"v":0.1,"d":"10.00%"},{"v":3157,"d":"3,157.00"},{"v":3157,"d":"3,157.00"},{"v":0,"d":"0.00"},{"v":0,"d":"0.0000%"},"I","ORT",90213100]
[2640,"XC1.9","X05066","P99365,P74398,P31833,P57276","Endoprotéza bedrového klbu ACTIS DUOFIX / PINNACLE / DURALOC / AML","rôzne typy a velkosti","DPI","IR","set",{"v":0.1,"d":"10.00%"},{"v":3267,"d":"3,267.00"},{"v":3267,"d":"3,267.00"},{"v":0,"d":"0.00"},{"v":0,"d":"0.0000%"},"I","ORT",90213100]
[2641,"XC1.9","X00364","P73550,P31833,P74398,P57276","náhrada bedrového kĺbu PROXIMA / PINNACLE","necementovaný driek a necementovaná jamka, CoC","DPI","GB","set",{"v":0.1,"d":"10.00%"},{"v":3361.1,"d":"3,361.10"},{"v":3361.1,"d":"3,361.10"},{"v":0,"d":"0.00"},{"v":0,"d":"0.0000%"},"I","ORT",90213100]
[2642,"XC1.9","X04082","P96217,P96218,P96219,P96220,P96221","Endoprotéza bedrového kĺbu úplná Polarstem","driek Polarstem, jamka R3, vložka XLPE, hlavička BIOLOX DELTA alebo BIOLOX","SND","CH","set",{"v":0.1,"d":"10.00%"},{"v":3370,"d":"3,370.00"},{"v":3370,"d":"3,370.00"},{"v":0,"d":"0.00"},{"v":0,"d":"0.0000%"},"I","ORT",90213100]
[2643,"XC1.9","X03994","P96287","TEP bedrového kĺbu SL-PLUS STEM","driek SL PLUS, jamka R3, vložka XLPE, hlavička BIOLOX DELTA alebo BIOLOX","SND","CH","set",{"v":0.1,"d":"10.00%"},{"v":3370,"d":"3,370.00"},{"v":3370,"d":"3,370.00"},{"v":0,"d":"0.00"},{"v":0,"d":"0.0000%"},"I","ORT",90213100]
[2644,"XC1.9","X00358","P20098,P20099,P20100,P77674,P77676","Necementovaná TEP bedrového kĺbu keramika/keramika","Drieky: SL driek veľ. 02,0,1-8; Logica driek veľ. 01,0,1-5; PLS driek veľ. 1-11; H-Max S veľ. 8-18; Collo-Mis driek veľ. 1-9; C2 driek veľ. 01,0,1-8; Fit driek veľ. 1-7; Acet. Delta: TT veľ. 42-76mm (po2mm); vložka keramická veľ. 32/S, 36/M, 36/L, 40/L hlavička ker.Biolox Delta, priem.28,32,36,40mm veľ. S-XL; skrutka veľ. 20-60mm (po 5mm)","LIM","IT","set",{"v":0.1,"d":"10.00%"},{"v":3377.72,"d":"3,377.72"},{"v":3377.72,"d":"3,377.72"},{"v":0,"d":"0.00"},{"v":0,"d":"0.0000%"},"I","ORT",90213100]
[2645,"XC1.9","X00357","P20098,P20099,P20100,P77674,P77676","Necementovaná TEP bedrového kĺbu keramika/keramika","Drieky: SL driek veľ. 02,0,1-8; Logica driek veľ. 01,0,1-5; PLS driek veľ. 1-11; H-Max S veľ. 8-18; Collo-Mis driek veľ. 1-9; C2 driek veľ. 01,0,1-8; Fit driek veľ. 1-7; SamFit veľ. 1-7 + modul.krčok S1-S3 a L1-L3, Later.krčok S4-S6 a  L4-L6; Modulus veľ.13-26mm + modul. Krčok 125°,135° veľ. S,L; H-Max M veľ. 9-18 + modul.krčok S1-S3 a L1-L3, Later.krčok S4-S6 a  L4-L6; Acet. Delta: TT,One TT veľ. 42-76mm (po2mm); acet. Spacer veľ. S,S+5,S10°,S20°,L,L+5,L10°,L20°,L10°+5,L20°+5,M; Hemisf. Modul veľ. 50,54,58,62,66 s ecc. 12 a 18mm; vložka keramická veľ. 32/S, 36/M, 36/L, 40/L; hlavička ker.Biolox Delta, priem.28,32,36,40mm veľ. S-XL; skrutka veľ. 20-60mm (po 5mm)","LIM","IT","set",{"v":0.1,"d":"10.00%"},{"v":3377.72,"d":"3,377.72"},{"v":3377.72,"d":"3,377.72"},{"v":0,"d":"0.00"},{"v":0,"d":"0.0000%"},"I","ORT",90213100]
[2646,"XC1.9","X00356","P20098,P20099,P20100,P77674,P77676","Necementovaná TEP bedrového kĺbu keramika/keramika","Drieky: SL driek veľ. 02,0,1-8; Logica driek veľ. 01,0,1-5; PLS driek veľ. 1-11; H-Max S veľ. 8-18; Collo-Mis driek veľ. 1-9; C2 driek veľ. 01,0,1-8; Fit driek veľ. 1-7; SamFit veľ. 1-7 + modul.krčok S1-S3 a L1-L3, Later.krčok S4-S6 a  L4-L6; Modulus veľ.13-26mm + modul. Krčok 125°,135° veľ. S,L; H-Max M veľ. 9-18 + modul.krčok S1-S3 a L1-L3, Later.krčok S4-S6 a  L4-L6; Acet. Delta: TT,One TT veľ. 42-76mm (po2mm); acet. Spacer veľ. S,S+5,S10°,S20°,L,L+5,L10°,L20°,L10°+5,L20°+5,M; Hemisf. Modul veľ. 50,54,58,62,66 s ecc. 12 a 18mm; vložka keramická veľ. 32/S, 36/M, 36/L, 40/L; hlavička ker.Biolox Delta, priem.28,32,36,40mm veľ. S-XL; skrutka veľ. 20-60mm (po 5mm)","LIM","IT","set",{"v":0.1,"d":"10.00%"},{"v":3377.72,"d":"3,377.72"},{"v":3377.72,"d":"3,377.72"},{"v":0,"d":"0.00"},{"v":0,"d":"0.0000%"},"I","ORT",90213100]
[2647,"XC1.9","X00360","P20098,P20099,P20100,P77674,P77676","Necementovaná TEP bedrového kĺbu keramika/keramika","Collo-Mis driek veľ. 1-9; Fit driek veľ. 1-7; Acet. Delta: PF, Fins, St-C veľ. 42-66mm (po2mm); vložka keramická veľ. 32/S, 36/M, 36/L, 40/L; hlavička ker.Biolox Delta, priem.28,32,36,40mm veľ. S-XL; skrutka veľ. 20-60mm (po 5mm)","LIM","IT","set",{"v":0.1,"d":"10.00%"},{"v":3377.72,"d":"3,377.72"},{"v":3377.72,"d":"3,377.72"},{"v":0,"d":"0.00"},{"v":0,"d":"0.0000%"},"I","ORT",90213100]
[2648,"XC1.9","X00359","P20098,P20099,P20100,P77674,P77676","Necementovaná TEP bedrového kĺbu LIMA keramika/keramika","Drieky: SamFit veľ. 1-7 + modul.krčok S1-S3 a L1-L3, Later.krčok S4-S6 a  L4-L6; Modulus veľ.13-26mm + modul. Krčok 125°,135° veľ. S,L; H-Max M veľ. 9-18 + modul.krčok S1-S3 a L1-L3, Later.krčok S4-S6 a  L4-L6; Acet. Delta: PF, Fins, St-C veľ. 42-66mm (po2mm); vložka keramická veľ. 32/S, 36/M, 36/L, 40/L; hlavička ker.Biolox Delta, priem.28,32,36,40mm veľ. S-XL; skrutka veľ. 20-60mm (po 5mm)","LIM","IT","set",{"v":0.1,"d":"10.00%"},{"v":3377.72,"d":"3,377.72"},{"v":3377.72,"d":"3,377.72"},{"v":0,"d":"0.00"},{"v":0,"d":"0.0000%"},"I","ORT",90213100]
[2649,"XC1.9","X00361","P20098,P20099,P20100,P77674,P77676","Necementovaná TEP bedrového kĺbu LIMA keramika/keramika","Drieky: SL driek veľ. 02,0,1-8; Logica driek veľ. 01,0,1-5; C2 driek veľ. 01,0,1-8; H-Max S veľ. 8-18; PLS driek veľ. 1-11; Acet. Delta: PF, Fins, St-C veľ. 42-66mm (po2mm); vložka keramická veľ. 32/S, 36/M, 36/L, 40/L; hlavička ker.Biolox Delta, priem.28,32,36,40mm veľ. S-XL; skrutka veľ. 20-60mm (po 5mm)","LIM","IT","set",{"v":0.1,"d":"10.00%"},{"v":3377.72,"d":"3,377.72"},{"v":3377.72,"d":"3,377.72"},{"v":0,"d":"0.00"},{"v":0,"d":"0.0000%"},"I","ORT",90213100]
[2650,"XC1.9","X01991","P20098,P20099,P20100,P77674,P77676","Necementovaná TEP bedrového kĺbu LIMA keramika/keramika","Driek: Minima M ,veľ 1-12  + modul.krčok S1-S3 a L1-L3, later.krčok S4-S6 a L4-L6; Acet. Delta: PF, Fins, St-C veľ. 42-66mm (po2mm); vložka keramická veľ. 32/S, 36/M, 36/L, 40/L; hlavička ker.Biolox Delta, priem.28,32,36,40mm veľ. S-XL; skrutka veľ. 20-60mm (po 5mm)","LIM","IT","set",{"v":0.1,"d":"10.00%"},{"v":3377.72,"d":"3,377.72"},{"v":3377.72,"d":"3,377.72"},{"v":0,"d":"0.00"},{"v":0,"d":"0.0000%"},"I","ORT",90213100]
[2651,"XC1.9","X01992","P20098,P20099,P20100,P77674,P77676","Necementovaná TEP bedrového kĺbu LIMA keramika/keramika","Driek: Minima S standard,veľ 1-12 , Minima S lateralizovaný, veľ. 1-12; Acet. Delta: PF, Fins, St-C, TT veľ. 42-66mm (po2mm); vložka keramická veľ. 32/S, 36/M, 36/L, 40/L; hlavička ker.Biolox Delta, priem.28,32,36,40mm veľ. S-XL; skrutka veľ. 20-60mm (po 5mm)","LIM","IT","set",{"v":0.1,"d":"10.00%"},{"v":3377.72,"d":"3,377.72"},{"v":3377.72,"d":"3,377.72"},{"v":0,"d":"0.00"},{"v":0,"d":"0.0000%"},"I","ORT",90213100]
[2652,"XC1.9","X00365","P57437,P74398,P57276","náhrada bedrového kĺbu SROM / PINNACLE","necementovaný driek a necementovaná jamka, CoC","DPI","GB","set",{"v":0.1,"d":"10.00%"},{"v":3377.99,"d":"3,377.99"},{"v":3377.99,"d":"3,377.99"},{"v":0,"d":"0.00"},{"v":0,"d":"0.0000%"},"I","ORT",90213100]
[2653,"XC1.9","X00363","P85505,P31833,P74398,P57276","náhrada bedrového kĺbu TRILOCK BPS / PINNACLE","necementovaný driek a necementovaná jamka, CoC","DPI","US","set",{"v":0.1,"d":"10.00%"},{"v":3377.99,"d":"3,377.99"},{"v":3377.99,"d":"3,377.99"},{"v":0,"d":"0.00"},{"v":0,"d":"0.0000%"},"I","ORT",90213100]
[2654,{"$nulls":3},"XC1.11 Individuálne modulárna TEP bedrového kĺbu s náhradou časti skeletu femuru",{"$nulls":10},{"v":8645,"d":"8,645.000000"},"set"]
[2655,"XC1.11","X01162","P80040,P54217,P54218,P54220,P54221,P41010,P95994,P39147,P76731","Individuálna modulárna náhrada bedrového kĺbu s náhradou proximálneho femuru","cementovaný driek s náhradou prox.femuru, zátka,necementovaná jamka SF, jamka 02, jamka POLDI, antiluxačný prstenec, košík, BS, hlavička AK, Co, Biolox, kostný cement s ATB","BEZ","CZ","set",{"v":0.1,"d":"10.00%"},{"v":4399.8,"d":"4,399.80"},{"v":4399.8,"d":"4,399.80"},{"v":0,"d":"0.00"},{"v":0,"d":"0.0000%"},"I","ORT(BA I,II OTK, DFNBA, MT, KE, PO, BB, RU), ZP",90213100]
[2656,"XC1.11","X01104","P22133","Megasystem-C","Modulárny systém pozostávajúci zo šaftu, krku, skrutiek, spojovacích, predlžovacích a ukončovacích komponentov, jamky, a keramickej hlavičky rôznych veľkostí","WAL","DE","set",{"v":0.1,"d":"10.00%"},{"v":8645,"d":"8,645.00"},{"v":8645,"d":"8,645.00"},{"v":0,"d":"0.00"},{"v":0,"d":"0.0000%"},"I","ORT(BA I,II OTK, DFNBA, MT, KE, PO, BB, RU), ZP",90213100]
[2657,"XC1.11","X01094","P82481,P82479,P84485,P84486,P54369,P87924,P86151","Individuálne modulárna TEP bedrového kĺbu s náhradou časti skeletu","TM Revision Shell - revízna jamka, Longevity High Crosslinked PE liner - (10°) - PE vložka, MOST Proximal Femur, MOST Tissue Attachment Bolt Long, Short, MOST Tissue Attachment Washer Long, Short, Var. Stiffness Stem exten. Straight, Bowed, Fem/Tib Segment Male-Female - nadstavba, Segment Male-Female Taper - nadstavba, Segment TM collar for Stem exten. - objímka, Head/hlavička keramická Biolox ?28,32,36 - kónus 12/14, P87924, Hi-Fatigue G cement - kostný cement 1x40g Kostný cement","ZIM","US","set",{"v":0.1,"d":"10.00%"},{"v":11000.41,"d":"11,000.41"},{"v":8645,"d":"8,645.00"},{"v":2355.41,"d":"2,355.41"},{"v":0.21411999999999998,"d":"21.4120%"},"S","ORT(BA I,II OTK, DFNBA, MT, KE, PO, BB, RU), ZP",90213100]
[2658,{"$nulls":3},"XC1.13 Revízna TEP bedrového kĺbu -  jednej komponenty pri použití revízneho implantátu",{"$nulls":10},{"v":3617.9,"d":"3,617.900000"},"set"]
[2659,"XC1.13","X04672","P87164","Systém modulárny BioBall","adaptér pre krčok stehennej kosti, v prevedení štandard alebo offset 7,5o, taper 12/14 alebo 14/16, zmena dĺžky krčku femuru od -3mm až do +21mm s kovovou hlavicou CrCo v diametroch 28mm, 32mm alebo 36mm","MMG","DE","set",{"v":0.1,"d":"10.00%"},{"v":740,"d":"740.00"},{"v":740,"d":"740.00"},{"v":0,"d":"0.00"},{"v":0,"d":"0.0000%"},"I","ORT, UCH",90213100]
[2660,"XC1.13","X00381","P54217,P54218,P41010,P80041,P59568","Revízna TEP bedrového kĺbu - jednej komponenty pri použití revízneho implantátu","Revízna TEP bedrového kĺbu BS dlaha, Košík, cementovaný rev.driek, Kovová hlavica, zátka","BEZ","CZ","set",{"v":0.1,"d":"10.00%"},{"v":909.7,"d":"909.70"},{"v":909.7,"d":"909.70"},{"v":0,"d":"0.00"},{"v":0,"d":"0.0000%"},"I","ORT, UCH",90213100]
[2661,"XC1.13","X04673","P87164","Systém modulárny BioBall","adaptér pre krčok stehennej kosti, v prevedení štandard alebo offset 7,5o, taper 12/14 alebo 14/16, zmena dĺžky krčku femuru od -3mm až do +21mm s keramickou hlavicou Delta v diametroch 28mm, 32mm alebo 36mm","MMG","DE","set",{"v":0.1,"d":"10.00%"},939.95,939.95,{"v":0,"d":"0.00"},{"v":0,"d":"0.0000%"},"I","ORT, UCH",90213100]
[2662,"XC1.13","X01981","J26552,J26564,J83091,J26555","Revízna TEP bedrového kĺbu NOVAE E TH","Necementovaná acetabulárna jamka, polyetylénová vložka do jamky, kovová hlavička, kovová skrutka","SRF","FR","set",{"v":0.1,"d":"10.00%"},{"v":1196.87,"d":"1,196.87"},{"v":1196.87,"d":"1,196.87"},{"v":0,"d":"0.00"},{"v":0,"d":"0.0000%"},"I","ORT, UCH",90213100]
[2663,"XC1.13","X00472","J26552,J26564,J83091","Revízna TEP bedrového kĺbu  NOVAE E TH","Necementovaná revízna acetabulárna komponenta s dvojitým pohybom, polyetylénovou vložkou a kovovou skrutkou","SRF","FR","set",{"v":0.1,"d":"10.00%"},{"v":1199.11,"d":"1,199.11"},{"v":1199.11,"d":"1,199.11"},{"v":0,"d":"0.00"},{"v":0,"d":"0.0000%"},"I","ORT, UCH",90213100]
[2664,"XC1.13","X01984","J83089,J26564,J83091,J26555","Revízna TEP bedrového kĺbu COPTOS TH","Necementovaná revízna acetabulárna jamka, polyetylénová vložka do jamky, kovová hlavička, kovová skrutka","SRF","FR","set",{"v":0.1,"d":"10.00%"},{"v":1356.25,"d":"1,356.25"},{"v":1356.25,"d":"1,356.25"},{"v":0,"d":"0.00"},{"v":0,"d":"0.0000%"},"I","ORT, UCH",90213100]
[2665,"XC1.13","X00384","P32552,P32553,P32554","Revízna TEP bedrového kĺbu jeden komponent BiCONTACT Revision","driek BiCONTACT, Prevision, PE-CUP, hlavička Isodur, fixačné skrutky, recon ring","AES","DE","set",{"v":0.1,"d":"10.00%"},{"v":1790.8,"d":"1,790.80"},{"v":1790.8,"d":"1,790.80"},{"v":0,"d":"0.00"},{"v":0,"d":"0.0000%"},"I","ORT, UCH",90213100]
[2666,"XC1.13","X00613","P69128,P69129,P82477,P87924","Revízna TE bedrového kĺbu","Revízny košík BurchSchneider, Low Profile PE jamka cementovaná, Kostná skrutka, Kostný cement","ZIM","CH","set",{"v":0.1,"d":"10.00%"},{"v":1956.23,"d":"1,956.23"},{"v":1956.23,"d":"1,956.23"},{"v":0,"d":"0.00"},{"v":0,"d":"0.0000%"},"I","ORT, UCH",90213100]
[2667,"XC1.13","X00473","P81910,J26555","Revízna TEP bedrového kĺbu  SAGITTA EVL Revision","Necementovaná revízna femorálna komponenta s kovovou hlavičkou","SRF","FR","set",{"v":0.1,"d":"10.00%"},{"v":1966.84,"d":"1,966.84"},{"v":1966.84,"d":"1,966.84"},{"v":0,"d":"0.00"},{"v":0,"d":"0.0000%"},"I","ORT, UCH",90213100]
[2668,"XC1.13","X00380","P54217,P80041,P95994","Revízna TEP bedrového kĺbu - jednej komponenty pri použití revízneho implantátu","Revízna TEP bedrového kĺbu - RMD, Revízny driek SF","BEZ","CZ","set",{"v":0.1,"d":"10.00%"},{"v":1987.99,"d":"1,987.99"},{"v":1987.99,"d":"1,987.99"},{"v":0,"d":"0.00"},{"v":0,"d":"0.0000%"},"I","ORT, UCH",90213100]
[2669,"XC1.13","X01358","P54217,P54218,P41010,P80041,P59568,P95994","Revízna TEP bedrového klbu-jednej komponenty pri použití revízneho implantátu","Revízna TEP bedrového kĺbu podložka pod panvovu jamku, Košíček do acetabula, cem.rev.driek 12/14, polyetylenova jamka,skrutky,Hlavica AK, Hlavica Biolox,zátka, kostný cement","BEZ","CZ","set",{"v":0.1,"d":"10.00%"},{"v":2003.94,"d":"2,003.94"},{"v":2003.94,"d":"2,003.94"},{"v":0,"d":"0.00"},{"v":0,"d":"0.0000%"},"I","ORT, UCH",90213100]
[2670,"XC1.13","X00474","J83089,J26564,J83091","Revízna TEP bedrového kĺbu  COPTOS TH","Necementovaná revízna acetabulárna komponenta s dvojitým pohybom , polyetylénovou vložkou a kovovými skrutkami","SRF","FR","set",{"v":0.1,"d":"10.00%"},{"v":2396.9,"d":"2,396.90"},{"v":2396.9,"d":"2,396.90"},{"v":0,"d":"0.00"},{"v":0,"d":"0.0000%"},"I","ORT, UCH",90213100]
[2671,"XC1.13","X00382","P80041,P41010,P54221","Revízna TEP bedrového kĺbu - jednej komponenty pri použití revízneho implantátu","Revízna TEP bedrového kĺbu RSC, TC","BEZ","CZ","set",{"v":0.1,"d":"10.00%"},{"v":2449.87,"d":"2,449.87"},{"v":2449.87,"d":"2,449.87"},{"v":0,"d":"0.00"},{"v":0,"d":"0.0000%"},"I","ORT, UCH",90213100]
[2672,"XC1.13","X00612","P77143,P54369","Revízna TEP bedrového kĺbu","Revízny driek ZMR, Revízny krčok ZMR, Kovová hlavica VerSys","ZIM","US","set",{"v":0.1,"d":"10.00%"},{"v":3050,"d":"3,050.00"},{"v":3050,"d":"3,050.00"},{"v":0,"d":"0.00"},{"v":0,"d":"0.0000%"},"I","ORT, UCH",90213100]
[2673,"XC1.13","X00611","P71058,P71059,P54369","Revízna TEP bedrového kĺbu","Necementovaná jamka CLS Spotorno, CLS Spotorno PE vložka, Kovová hlavica VerSys","ZIM","CH","set",{"v":0.1,"d":"10.00%"},{"v":3300,"d":"3,300.00"},{"v":3300,"d":"3,300.00"},{"v":0,"d":"0.00"},{"v":0,"d":"0.0000%"},"I","ORT, UCH",90213100]
[2674,"XC1.13","X04462","P97215,P86151","Systém revízneho bedrového drieku Revitan, Implantát bedrový Ceramic Femoral Heads","rôzne druhy a veľkosti, Biolox/Cerasul; keramické hlavice","ZIM","CH","set",{"v":0.1,"d":"10.00%"},{"v":3381.5,"d":"3,381.50"},{"v":3381.5,"d":"3,381.50"},{"v":0,"d":"0.00"},{"v":0,"d":"0.0000%"},"I","ORT, UCH",90213100]
[2675,"XC1.13","X00465","P22133","MP revízna protéza bedrového kĺbu","1 driek rôznych veľkostí, 1 krk rôznych veľkostí, 1 kovová hlavička rôznych veľkostí","WAL","DE","set",{"v":0.1,"d":"10.00%"},{"v":3388,"d":"3,388.00"},{"v":3388,"d":"3,388.00"},{"v":0,"d":"0.00"},{"v":0,"d":"0.0000%"},"I","ORT, UCH",90213100]
[2676,"XC1.13","X01204","P74499","Revízna TEP bedrového kĺbu - jednej komponenty pri použití revízneho implantátu","Jamka MEDIN Oval ovalita 6,12 a Modular, vel 53x59 až 68x80, vložka polyet OF, OF+6, vel 53x59 až 68x80, moduly priamy kratky, stredny, dl'hy, levy, pravy, T, dištálný trn, dištálná kotva, spongiozné skrutky 6,5x15až60","MDN","CZ","set",{"v":0.1,"d":"10.00%"},{"v":3448.5,"d":"3,448.50"},{"v":3448.5,"d":"3,448.50"},{"v":0,"d":"0.00"},{"v":0,"d":"0.0000%"},"I","ORT, UCH",90213100]
[2677,"XC1.13","X02483","P71065,P54369","Revízna TEP bedrového kĺbu -  jednej komponenty pri použití revízneho implantátu","Wagner revízny driek, VerSys kovová hlavička","ZIM","CH","set",{"v":0.1,"d":"10.00%"},{"v":3500,"d":"3,500.00"},{"v":3500,"d":"3,500.00"},{"v":0,"d":"0.00"},{"v":0,"d":"0.0000%"},"I","ORT, UCH",9021109000]
[2678,"XC1.13","X03995","P96417","Revízna TEP bedrového kĺbu Redapt TM","driek Redapt, jamka Contour, hlavička CoCr","SND","DE","set",{"v":0.1,"d":"10.00%"},{"v":3500,"d":"3,500.00"},{"v":3500,"d":"3,500.00"},{"v":0,"d":"0.00"},{"v":0,"d":"0.0000%"},"I","ORT, UCH",90213100]
[2679,"XC1.13","X03996","P96289","Revízna TEP bedrového kĺbu SLR PLUS","driek SLR PLUS, jamka Contour, hlavička CoCr","SND","CH","set",{"v":0.1,"d":"10.00%"},{"v":3500,"d":"3,500.00"},{"v":3500,"d":"3,500.00"},{"v":0,"d":"0.00"},{"v":0,"d":"0.0000%"},"I","ORT, UCH",90213100]
[2680,"XC1.13","X04446","P89128,P89129,P89130,P89131","Endoprotéza bedrového kĺbu Biomet","štandardný systém AVANTAGE; revízny systém AVANTAGE; skrutky k systému Avantage; rekonštrukčná platnička k systému Avantage; rôzne typy a veľkosti","BIM","FR","set",{"v":0.1,"d":"10.00%"},{"v":3600,"d":"3,600.00"},{"v":3600,"d":"3,600.00"},{"v":0,"d":"0.00"},{"v":0,"d":"0.0000%"},"I","ORT, UCH",90213100]
[2681,"XC1.13","X03599","P22133","Revízna TEP bedrového kĺbu COMBICUP R","Modulárny necementovaný titánový  košík rôznych veľkostí, 1 vložka rôznych veľkostí, 1 augmentácia 1 hlavička rôznych veľkostí","WAL","DE","set",{"v":0.1,"d":"10.00%"},{"v":3610,"d":"3,610.00"},{"v":3610,"d":"3,610.00"},{"v":0,"d":"0.00"},{"v":0,"d":"0.0000%"},"I","ORT, UCH",90213100]
[2682,"XC1.13","X00378","P54131,P31833,P54128,P54129","revízna náhrada bedrového kĺbu CORAIL REV / OCTOPUS/ REEF","revízna náhrada bedrového kĺbu - len jedna komponenta","DPI","FR","set",{"v":0.1,"d":"10.00%"},{"v":3617.9,"d":"3,617.90"},{"v":3617.9,"d":"3,617.90"},{"v":0,"d":"0.00"},{"v":0,"d":"0.0000%"},"I","ORT, UCH",90213100]
[2683,"XC1.13","X00377","P20098,P20099,P20100,P77674,P77676","Revízna TEP bedrového kĺbu LIMA - jednej komponenty pri použití revízneho implantátu","Drieky: Revision dĺžka 140 a 200 mm priemer 14,15,16,17,18,19,20,21,22,23,24,25,26 mm; C2 revision driek veľ. 2-9; Revision LR dĺžka 130,165 a 200mm priemer 12,14,16mm; Modulárny spacer LR dĺžka 60 a 120mm; Revízny modulárny krčok 50-110mm (aj v Later. Verzií); hlavička CO, priem.28,32,36mm veľ. S-XXXL; hlavička ker.Biolox Delta, priem.28,32,36,40mm veľ. S-XL; hlavička rev. ker.Biolox Delta, priem.28,32,36mm veľ. S-XL; cerklážna páska","LIM","IT","set",{"v":0.1,"d":"10.00%"},{"v":3617.9,"d":"3,617.90"},{"v":3617.9,"d":"3,617.90"},{"v":0,"d":"0.00"},{"v":0,"d":"0.0000%"},"I","ORT, UCH",90213100]
[2684,"XC1.13","X00376","P20098,P20099,P20100,P77674,P77676","Revízna TEP bedrového kĺbu LIMA - jednej komponenty pri použití revízneho implantátu","Acet. Delta: TT,OneTT,OneTT Multihole,2M mobility veľ. 42-76mm (po2mm); acet. Delta revision TT veľ. 50,54,58,62,66; vložka poly priem.28,32,36mm veľ. S,M,L (možnosť offset); vložka keramická veľ. 28/XS,32/S, 36/M, 36/L, 40/L; vložka poly priem.28,32,36mm veľ. S,M,L (možnosť offset);  vložka poly Delta Vitamin E priem.28,32,36mm veľ.S,M,L (možnosť offset); hlavička ker.Biolox Delta, priem.28,32,36,40mm veľ. S-XL; hlavička CO, priem.28,32,36mm veľ. S-XXXL; hlavička rev. ker.Biolox Delta, priem.28,32,36mm veľ. S-XL; acet. Spacer veľ. S,S+5,S10°,S20°,L,L+5,L10°,L20°,L10°+5,L20°+5, XL,XL+5,XL10°,XL20°,XL10°+5,XL20°+5,M; Hemisf. Modul veľ. 50,54,58,62,66 s ecc. 12 a 18mm; SPH fantóm veľ. 50,54,58,62,66; Acetabular. Plato veľ. 50,54,58,62,66; skrutka veľ. 20-60mm (po 5mm)","LIM","IT","set",{"v":0.1,"d":"10.00%"},{"v":3617.9,"d":"3,617.90"},{"v":3617.9,"d":"3,617.90"},{"v":0,"d":"0.00"},{"v":0,"d":"0.0000%"},"I","ORT, UCH",90213100]
[2685,"XC1.13","X01515","P90039,P84292,P31833,P60949","revízna TEP bedrového kĺbu RECLAIM","necementovaný modulárny revízny driek s hlavicou - len jedna komponenta","DPI","IR","set",{"v":0.1,"d":"10.00%"},{"v":3617.9,"d":"3,617.90"},{"v":3617.9,"d":"3,617.90"},{"v":0,"d":"0.00"},{"v":0,"d":"0.0000%"},"I","ORT, UCH",90213100]
[2686,"XC1.13","X00379","P57276,P31835,P31833","revízna TEP bedrového kĺbu SROM / SOLUTION","necementovaný revízny driek s hlavicou - len jedna komponenta","DPI","GB","set",{"v":0.1,"d":"10.00%"},{"v":3617.9,"d":"3,617.90"},{"v":3617.9,"d":"3,617.90"},{"v":0,"d":"0.00"},{"v":0,"d":"0.0000%"},"I","ORT, UCH",90213100]
[2687,"XC1.13","X00610","P82481,P82479,P82478,P82480,P82477,P87924","Revízna TEP bedrového kĺbu","TM Revízna jamka, Longevity High Crosslinked PE vložka, Revízny košík, TM Buttress - pilier, TM Augment - podložka, TM Shim - podložka, Kostná skrutka, Kostný cement","ZIM","US","set",{"v":0.1,"d":"10.00%"},{"v":7200,"d":"7,200.00"},{"v":3617.9,"d":"3,617.90"},{"v":3582.1,"d":"3,582.10"},{"v":0.49751399999999996,"d":"49.7514%"},"S","ORT, UCH",90213100]
[2688,{"$nulls":3},"XC1.14 Revízna TEP bedrového kĺbu -  oboch komponent pri použití revízneho implantátu",{"$nulls":10},{"v":5095.31,"d":"5,095.310000"},"set"]
[2689,"XC1.14","X00388","P54217,P54218,P41010,P80041,P95994","Revízna TEP bedrového kĺbu - výmena oboch komponent pri použití revízneho implantátu","Revízna TEP bedrového kĺbu -  Cementovaný  revízny driek , BS, košík, skrutky, jamka, hlavica , kostný cement s ATB","BEZ","CZ","set",{"v":0.1,"d":"10.00%"},{"v":1538.9,"d":"1,538.90"},{"v":1538.9,"d":"1,538.90"},{"v":0,"d":"0.00"},{"v":0,"d":"0.0000%"},"I","ORT, UCH",90213100]
[2690,"XC1.14","X01339","P89093","Revízna TEP bedrového kĺbu - výmena oboch komponent pri použití revízneho implantátu","Revízna TEP bedrového kĺbu twinSys,jamka CCE s CCB, skrutky, kovová hlavica bez cementu.Cementovaný driek twinSys std/lat  7-18mm, acetabulum CCE košík titan alebo oceľ 42-58mm, ukotvený skrutkami 6,5x20-50mm, hlavička 28,32,mm veľkosť S,M,L,XL,XXL, bez cementu","MHG","CH","set",{"v":0.1,"d":"10.00%"},{"v":1646.21,"d":"1,646.21"},{"v":1646.21,"d":"1,646.21"},{"v":0,"d":"0.00"},{"v":0,"d":"0.0000%"},"I","ORT, UCH",90213100]
[2691,"XC1.14","X05138","P81907,A81906,J26564,J26555,J93902,J83091","Revízna TEP bedrového kĺbu NOVAE K STICK  HYPE","Implantát bedrový K E, jamka cementovaná rekonštrukčná k NOVAE STICKJamka cementovaná bedrová NOVAE STICK, implantát ku K E,Implantát bedrový CI-E, pohyblivá PE vložka do kĺbovej jamkyHlavica bedrového kĺbu SI / SCC / I, rôzne modely a veľkostiImplantát bedrový - driek cementovaný HYPE ACS / HYPE ACL, rôzne modely a veľkostiImplantát bedrový VCI 5 - samorezná skrutka","SRF","FR","set",{"v":0.1,"d":"10.00%"},{"v":1943.26,"d":"1,943.26"},{"v":1943.26,"d":"1,943.26"},{"v":0,"d":"0.00"},{"v":0,"d":"0.0000%"},"I","ORT, UCH",90213100]
[2692,"XC1.14","X01353","J26552,P81909,J83091,J26555,J26564","Náhrada bedrového kĺbu NOVAE E TH / LIBRA HA","Necementovaná jamka s dvojitým pohybom, necementovaný driek, skrutka, hlavička, vložka","SRF","FR","set",{"v":0.1,"d":"10.00%"},{"v":2286.4,"d":"2,286.40"},{"v":2286.4,"d":"2,286.40"},{"v":0,"d":"0.00"},{"v":0,"d":"0.0000%"},"I","ORT, UCH",90213100]
[2693,"XC1.14","X03417","J26552,J26564,J83091,J26555,J93901","Revízna TEP bedrového kĺbu NOVAE E TH / HYPE","Necementovaná jamka s dvojitým pohybom, necementovaný driek, hlavička, vložka, kovová skrutka","SRF","FR","set",{"v":0.1,"d":"10.00%"},{"v":2286.4,"d":"2,286.40"},{"v":2286.4,"d":"2,286.40"},{"v":0,"d":"0.00"},{"v":0,"d":"0.0000%"},"I","ORT, UCH",90213100]
[2694,"XC1.14","X03418","J83089,J26564,J83091,J26555,J93901","Revízna TEP bedrového kĺbu COPTOS TH / HYPE","Necementovaná revízna jamka s dvojitým pohybom, necementovaný driek, hlavička, vložka, kovová skrutka","SRF","FR","set",{"v":0.1,"d":"10.00%"},{"v":2445.8,"d":"2,445.80"},{"v":2445.8,"d":"2,445.80"},{"v":0,"d":"0.00"},{"v":0,"d":"0.0000%"},"I","ORT, UCH",90213100]
[2695,"XC1.14","X01986","J83089,J26564,J83091,P81909,J26555","Revízna TEP bedrového kĺbu COPTOS TH/LIBRA HA","Necementovaná revízna acetabulárna jamka, polyetylénová vložka do jamky, kovová hlavička, kovová skrutka, necementovaný driek","SRF","FR","set",{"v":0.1,"d":"10.00%"},{"v":2445.8,"d":"2,445.80"},{"v":2445.8,"d":"2,445.80"},{"v":0,"d":"0.00"},{"v":0,"d":"0.0000%"},"I","ORT, UCH",90213100]
[2696,"XC1.14","X01359","P54217,P54218,P41010,P80041,P59568,P95994","Revízna TEP bedrového klbu-výmena oboch komponent pri použití revízneho implantátu","Revízna TEP bedrového kĺbu podložka pod panvovu jamku, Košíček do acetabula, cem.rev.driek 12/14, polyetylenova jamka,skrutky,Hlavica AK, Hlavica Biolox,zátka, kostný cement","BEZ","CZ","set",{"v":0.1,"d":"10.00%"},{"v":2529.14,"d":"2,529.14"},{"v":2529.14,"d":"2,529.14"},{"v":0,"d":"0.00"},{"v":0,"d":"0.0000%"},"I","ORT, UCH",90213100]
[2697,"XC1.14","X04464","P97215,P86151,P89128,P89129,P89130,P89131","Systém revízneho bedrového drieku Revitan, Implantát bedrový Ceramic Femoral Heads, Endoprotéza bedrového kĺbu Biomet","rôzne druhy a veľkosti, Biolox/Cerasul; keramické hlavice, štandardný systém AVANTAGE; revízny systém AVANTAGE; skrutky k systému Avantage; rekonštrukčná platnička k systému Avantage","ZIM","CH","set",{"v":0.1,"d":"10.00%"},{"v":2700.1,"d":"2,700.10"},{"v":2700.1,"d":"2,700.10"},{"v":0,"d":"0.00"},{"v":0,"d":"0.0000%"},"I","ORT, UCH",90213100]
[2698,"XC1.14","X01351","J26552,J26560,J83091,J26555,J26564","Náhrada bedrového kĺbu NOVAE E TH / SAGITTA EVL HA","Necementovaná jamka s dvojitým pohybom, necementovaný driek, skrutka, hlavička, vložka","SRF","FR","set",{"v":0.1,"d":"10.00%"},{"v":2770.9,"d":"2,770.90"},{"v":2770.9,"d":"2,770.90"},{"v":0,"d":"0.00"},{"v":0,"d":"0.0000%"},"I","ORT, UCH",90213100]
[2699,"XC1.14","X01982","J26552,J26564,J83091,P81910,J26555,P90850","Revízna TEP bedrového kĺbu NOVAE E TH/SAGITTA EVL R","Necementovaná acetabulárna jamka, polyetylénová vložka do jamky, necementovaný revízny driek, fixačný kolík, kovová hlavička, kovová skrutka","SRF","FR","set",{"v":0.1,"d":"10.00%"},{"v":2964.81,"d":"2,964.81"},{"v":2964.81,"d":"2,964.81"},{"v":0,"d":"0.00"},{"v":0,"d":"0.0000%"},"I","ORT, UCH",90213100]
[2700,"XC1.14","X01137","P54217,P54218,P54220,P54221,P80040,P80041,P39147,P76731,P41010","Revízna TEP BK-oboch komponent pri použití revízneho implantátu","Revízna TEP BK-RMD, rev.SF, rev.cementovaný driek, jamka SF, hlavica, skrutky","BEZ","CZ","set",{"v":0.1,"d":"10.00%"},{"v":2972.3,"d":"2,972.30"},{"v":2972.3,"d":"2,972.30"},{"v":0,"d":"0.00"},{"v":0,"d":"0.0000%"},"I","ORT, UCH",90213100]
[2701,"XC1.14","X00471","J83089,P81910,J26564,J26555,J83091","Revízna TEP bedrového kĺbu  COPTOS TH / SAGITTA EVL Revision","Necementovaná revízna acetabulárna komponenta s dvojitým pohybom , necementovaný revízny driek, polyetylénová vložka, kovová hlavička, kovové skrutky.","SRF","FR","set",{"v":0.1,"d":"10.00%"},{"v":3104.92,"d":"3,104.92"},{"v":3104.92,"d":"3,104.92"},{"v":0,"d":"0.00"},{"v":0,"d":"0.0000%"},"I","ORT, UCH",90213100]
[2702,"XC1.14","X00389","P54217,P54218,P41010,P80041,P95994","Revízna TEP bedrového kĺbu - oboch komponent pri použití revízneho implantátu","Revízna TEP bedrového kĺbu -  RMD, revízny driek SF, BS, košík, skrutky, jamka, hlavica , kostný cement s ATB","BEZ","CZ","set",{"v":0.1,"d":"10.00%"},{"v":3393.14,"d":"3,393.14"},{"v":3393.14,"d":"3,393.14"},{"v":0,"d":"0.00"},{"v":0,"d":"0.0000%"},"I","ORT, UCH",90213100]
[2703,"XC1.14","X04002","P54217,P54218,P41010,P59568,P95994,P80041,P54220,P54221","Revízna TEP bedrového klbu-výmena oboch komponent pri použití revízneho implantátu","Revízna TEP bedrového kĺbu TC jamka, podložka pod panvovú jamku, košíček do acetabula, necementovaná jamka typ SF, revízny cementovaný driek, skrutky, cem.driek 12/14, CSC, TRIO, polyetylénová jamka,Hlavica AK, Hlavica Biolox,zátka, kostný cement","BEZ","CZ","set",{"v":0.1,"d":"10.00%"},{"v":3419.04,"d":"3,419.04"},{"v":3419.04,"d":"3,419.04"},{"v":0,"d":"0.00"},{"v":0,"d":"0.0000%"},"I","ORT, UCH",90213100]
[2704,"XC1.14","X01357","P54217,P54216,P41010,P80041,P59568,P95994","Revízna TEP bedrového klbu-výmena oboch komponent pri použití revízneho implantátu","Revízna TEP bedrového kĺbu TC jamka, podložka pod panvovou jamku, Košíček do acetabula,skrutky, cem.driek 12/14, CSC, TRIO, polyetylenova jamka,Hlavica AK, Hlavica Biolox,zátka, kostný cement","BEZ","CZ","set",{"v":0.1,"d":"10.00%"},{"v":3507.41,"d":"3,507.41"},{"v":3507.41,"d":"3,507.41"},{"v":0,"d":"0.00"},{"v":0,"d":"0.0000%"},"I","ORT, UCH",90213100]
[2705,"XC1.14","X00387","P71255","Stryker Restoration Modular Trident","Stryker Restoration Modular Trident: 1ks proximálny driek veľkosti 19 až 25mm offset 0 alebo 19 až 25mm offset 10 alebo 19 až 25mm offset 20 alebo 19 až 25mm offset 30, 1ks distálny driek dĺžka 155mm priemer 14 až 20mm alebo 1ks distálny driek dĺžka 195mm priemer 14 až 20mm, 1ks acetabulárna komponenta priemer 42 až 74mm, 1ks hlavička femorálneho drieku s vnútorným priemerom 22 až 36mm a vonkajším priemerom 42 až 74mm, 1ks artikulačná vložka s vnútorným priemerom 22 až 36mm a vonkajším priemerom 42 až 74mm, 1 až 5ks kostná skrutka s priemerom 6,5mm a dĺžkou 16 až 60mm.","STR","US","set",{"v":0.1,"d":"10.00%"},{"v":3630,"d":"3,630.00"},{"v":3630,"d":"3,630.00"},{"v":0,"d":"0.00"},{"v":0,"d":"0.0000%"},"I","ORT, UCH",90213100]
[2706,"XC1.14","X00390","P54217,P80041,P95994,P41010","Revízna TEP BK - oboch komponent pri použití revízneho implantátu","Revízna TEP bedrového kĺbu - RMD, rev. SF, RSC, TC, hlavica","BEZ","CZ","set",{"v":0.1,"d":"10.00%"},{"v":4033.73,"d":"4,033.73"},{"v":4033.73,"d":"4,033.73"},{"v":0,"d":"0.00"},{"v":0,"d":"0.0000%"},"I","ORT, UCH",90213100]
[2707,"XC1.14","X00391","P32552,P32553,P32554","Revízna TEP bedrového kĺbu obidva komponenty BiCONTACT Revision","driek BiCONTACT, Prevision, PE-CUP, hlavička Isodur, fixačné skrutky, recon ring","AES","DE","set",{"v":0.1,"d":"10.00%"},{"v":4295.5,"d":"4,295.50"},{"v":4295.5,"d":"4,295.50"},{"v":0,"d":"0.00"},{"v":0,"d":"0.0000%"},"I","ORT, UCH",90213100]
[2708,"XC1.14","X00466","P22133","MP modulárna protéza bedrového kĺbu","1 driek rôznych veľkostí, 1 krk rôznych veľkostí, 1 jamka rôznych veľkostí, 1 kovová hlavička rôznych veľkostí","WAL","DE","set",{"v":0.1,"d":"10.00%"},{"v":4815.8,"d":"4,815.80"},{"v":4815.8,"d":"4,815.80"},{"v":0,"d":"0.00"},{"v":0,"d":"0.0000%"},"I","ORT, UCH",90213100]
[2709,"XC1.14","X03999","P96245,P96246","Revízna TEP bedrového kĺbu Redapt TM","driek Redapt, puzdrá a vložky Polarcup, hlavička CoCr","SND","DE","set",{"v":0.1,"d":"10.00%"},{"v":5050,"d":"5,050.00"},{"v":5050,"d":"5,050.00"},{"v":0,"d":"0.00"},{"v":0,"d":"0.0000%"},"I","ORT, UCH",90213100]
[2710,"XC1.14","X03997","P00000","Revízna TEP bedrového kĺbu Redapt TM","driek Redapt, jamka R3 multihole, hlavička CoCr","SND","DE","set",{"v":0.1,"d":"10.00%"},{"v":5050,"d":"5,050.00"},{"v":5050,"d":"5,050.00"},{"v":0,"d":"0.00"},{"v":0,"d":"0.0000%"},"I","ORT, UCH",90213100]
[2711,"XC1.14","X04000","P96245,P96246","Revízna TEP bedrového kĺbu SLR PLUS","driek SLR PLUS, puzdrá a vložky Polarcup, hlavička CoCr","SND","CH","set",{"v":0.1,"d":"10.00%"},{"v":5050,"d":"5,050.00"},{"v":5050,"d":"5,050.00"},{"v":0,"d":"0.00"},{"v":0,"d":"0.0000%"},"I","ORT, UCH",90213100]
[2712,"XC1.14","X03998","P00000","Revízna TEP bedrového kĺbu SLR PLUS","driek SLR PLUS, jamka R3 multihole, hlavička CoCr","SND","CH","set",{"v":0.1,"d":"10.00%"},{"v":5050,"d":"5,050.00"},{"v":5050,"d":"5,050.00"},{"v":0,"d":"0.00"},{"v":0,"d":"0.0000%"},"I","ORT, UCH",90213100]
[2713,"XC1.14","X02399","P89093","Revízna TEP bedrového kĺbu - výmena oboch komponent pri použití revízneho implantátu/Mathys","Revízna TEP bedrového kĺbu modulárny revízny driek dĺžky 140 a 200mm, priemer 14-24mm odstupňované po 2mm,","MHG","CH","set",{"v":0.1,"d":"10.00%"},{"v":5069.9,"d":"5,069.90"},{"v":5069.9,"d":"5,069.90"},{"v":0,"d":"0.00"},{"v":0,"d":"0.0000%"},"I","ORT, UCH",90213100]
[2714,"XC1.14","X01481","P20098,P20099,P20100,P77674,P77676","Revízna TEP bedrového kĺbu LIMA - oboch komponent pri použití revízneho implantátu","Driek Modulus veľ.13-26mm + modul. Krčok 125°,135° veľ. S,L; Acet. Delta: TT,OneTT,2M mobility veľ. 42-76mm (po2mm); acet. Delta revision TT veľ. 50,54,58,62,66; vložka poly priem.28,32,36mm veľ. S,M,L (možnosť offset); hlavička CO, priem.28,32,36mm veľ. S-XXXL; vložka keramická veľ. 28/XS,32/S, 36/M, 36/L, 40/L; hlavička ker.Biolox Delta, priem.28,32,36,40mm veľ. S-XL; hlavička rev. ker.Biolox Delta, priem.28,32,36mm veľ. S-XL; acet. Spacer veľ. S,S+5,S10°,S20°,L,L+5,L10°,L20°,L10°+5,L20°+5,M; Hemisf. Modul veľ. 50,54,58,62,66 s ecc. 12 a 18mm; SPH fantóm veľ. 50,54,58,62,66; Acetabular. Plato veľ. 50,54,58,62,66; cerklážna páska; skrutka veľ. 20-60mm (po 5mm)","LIM","IT","set",{"v":0.1,"d":"10.00%"},{"v":5093.68,"d":"5,093.68"},{"v":5093.68,"d":"5,093.68"},{"v":0,"d":"0.00"},{"v":0,"d":"0.0000%"},"I","ORT, UCH",90213100]
[2715,"XC1.14","X01993","P20098,P20099,P20100,P77674,P77676","Revízna TEP bedrového kĺbu LIMA - oboch komponent pri použití revízneho implantátu","Driek Modulus veľ.13-26mm,Driek Modulus R veľ.16-26mm+modul.krčok 125°,135°veľ.S,L(standard version aj large version);Acet.Delta:TT,OneTT,OneTT Multihole,2M mobility veľ.42-76mm(po2mm);acet.Delta revisionTT veľ. 50,54,58,62,66;vložka poly priem.28,32,36mm veľ. S,M,L(možnosť offset);vložka poly Delta Vitamin E priem.28,32,36mm veľ.S,M,L(možnosť offset);hlavička CO, priem.28,32,36mm veľ. S-XXXL;vložka keramická veľ. 28/XS,32/S, 36/M, 36/L, 40/L;hlavička ker.Biolox Delta,priem.28,32,36,40mm veľ. S-XL; hlavička rev.ker.Biolox Delta,priem.28,32,36mm veľ. S-XL;acet.spacer veľ. S,S+5,S10°,S20°,L,L+5,L10°,L20°,L10°+5,L20°+5,XL,XL+5,XL10°,XL20°,XL10°+5,XL20°+5,M;Hemisf.modul veľ. 50,54,58,62,66 s ecc.12 a 18mm;SPH fantóm veľ. 50,54,58,62,66;Acet.plato veľ. 50,54,58,62,66;cerklážna páska; skrutka veľ.20-60mm(po 5mm)","LIM","IT","set",{"v":0.1,"d":"10.00%"},{"v":5093.68,"d":"5,093.68"},{"v":5093.68,"d":"5,093.68"},{"v":0,"d":"0.00"},{"v":0,"d":"0.0000%"},"I","ORT, UCH",90213100]
[2716,"XC1.14","X00599","P71058,P71059,P54369,P77143","Revízna TEP bedrového kĺbu","Necementovaná jamka CLS Spotorno, CLS Spotorno PE vložka, Revízny driek ZMR, Revízny krčok ZMR, Kovová hlavica VerSys","ZIM","US","set",{"v":0.1,"d":"10.00%"},{"v":5095,"d":"5,095.00"},{"v":5095,"d":"5,095.00"},{"v":0,"d":"0.00"},{"v":0,"d":"0.0000%"},"I","ORT, UCH",90213100]
[2717,"XC1.14","X00598","P69128,P69129,P82477,P77143,P54369,P87924","Revízna TEP bedrového kĺbu","Revízny košík BurchSchneider, Low Profile PE jamka cementovaná, Kostná skrutka, Kostný cement, Revízny driek ZMR, Revízny krčok ZMR, Kovová hlavica VerSys","ZIM","US","set",{"v":0.1,"d":"10.00%"},{"v":5095,"d":"5,095.00"},{"v":5095,"d":"5,095.00"},{"v":0,"d":"0.00"},{"v":0,"d":"0.0000%"},"I","ORT, UCH",90213100]
[2718,"XC1.14","X02484","P71065,P71058,P71059,P54369","Revízna TEP bedrového kĺbu -  oboch komponent pri použití revízneho implantátu","Wagner revízny driek, CLS Spotorno jamka, CLS Spotorno PE vložka, VerSys kovová hlavička","ZIM","CH","set",{"v":0.1,"d":"10.00%"},{"v":5095,"d":"5,095.00"},{"v":5095,"d":"5,095.00"},{"v":0,"d":"0.00"},{"v":0,"d":"0.0000%"},"I","ORT, UCH",9021109000]
[2719,"XC1.14","X05124","P54131,P90039,P91972,P74398,P31835,P57276,P1387A,P57437,P84854,P31833,P60949","Revízna TEP bedrového klbu","modulárny systém s jamkou BI-MENTUM","DPI","IR","ks",{"v":0.1,"d":"10.00%"},{"v":5095.25,"d":"5,095.25"},{"v":5095.25,"d":"5,095.25"},{"v":0,"d":"0.00"},{"v":0,"d":"0.0000%"},"I","ORT, UCH",90213100]
[2720,"XC1.14","X04185","P96669,P96671,J26555,P90806,P81910,P90850","Necementovaná revízna TEP bedrového kĺbu HYPE","necementovaná jamka, PE vložka HIPER, kovová hlavica SI, kortikálna skrutka, necementovaný revízny driek SAGITTA EVL R","SRF","FR","set",{"v":0.1,"d":"10.00%"},{"v":5095.31,"d":"5,095.31"},{"v":5095.31,"d":"5,095.31"},{"v":0,"d":"0.00"},{"v":0,"d":"0.0000%"},"I","ORT, UCH",90213100]
[2721,"XC1.14","X01985","J83089,J26564,J83091,J26560,J26555","Revízna TEP bedrového kĺbu COPTOS TH/SAGITTA EVL HA","Necementovaná revízna acetabulárna jamka, necementovaný driek, polyetylénová vložka do jamky, kovová hlavička, kovová skrutka","SRF","FR","set",{"v":0.1,"d":"10.00%"},{"v":5095.31,"d":"5,095.31"},{"v":5095.31,"d":"5,095.31"},{"v":0,"d":"0.00"},{"v":0,"d":"0.0000%"},"I","ORT, UCH",90213100]
[2722,"XC1.14","X00385","P20098,P20099,P20100,P77674,P77676","Revízna TEP bedrového kĺbu LIMA - oboch komponent pri použití revízneho implantátu","Drieky: Revision dĺžka 140 a 200 mm priemer 14,15,16,17,18,19,20,21,22,23,24,25,26 mm; C2 revision driek veľ. 2-9; Revision LR dĺžka 130,165 a 200mm priemer 12,14,16mm; Modulárny spacer LR dĺžka 60 a 120mm; Revízny modulárny krčok 50-110mm (aj v Later. Verzií); Acet. Delta: TT,OneTT,OneTT Multihole,2M mobility veľ. 42-76mm (po2mm); acet. Delta revision TT veľ. 50,54,58,62,66; vložka poly priem.28,32,36mm veľ. S,M,L (možnosť offset); vložka poly Delta Vitamin E priem.28,32,36mm veľ.S,M,L (možnosť offset); hlavička CO, priem.28,32,36mm veľ. S-XXXL; vložka keramická veľ. 28/XS,32/S, 36/M, 36/L, 40/L; hlavička ker.Biolox Delta, priem.28,32,36,40mm veľ. S-XL; hlavička rev. ker.Biolox Delta, priem.28,32,36mm veľ. S-XL; acet. Spacer veľ. S,S+5,S10°,S20°,L,L+5,L10°,L20°,L10°+5,L20°+5, XL,XL+5,XL10°,XL20°,XL10°+5,XL20°+5,M; Hemisf. Modul veľ. 50,54,58,62,66 s ecc. 12 a 18mm; SPH fantóm veľ. 50,54,58,62,66; Acetabular. Plato veľ. 50,54,58,62,66; cerklážna páska; skrutka veľ. 20-60mm (po 5mm)","LIM","IT","set",{"v":0.1,"d":"10.00%"},{"v":5095.31,"d":"5,095.31"},{"v":5095.31,"d":"5,095.31"},{"v":0,"d":"0.00"},{"v":0,"d":"0.0000%"},"I","ORT, UCH",90213100]
[2723,"XC1.14","X00386","P57276,P31835,P31833,P74398,P88056,P57437,P54128","revízna TEP bedrového kĺbu SROM / SOLUTION / PINNACLE / DURALOC / OCTOPUS","necementovaný revízny driek s hlavicou a revízna jamka","DPI","GB","set",{"v":0.1,"d":"10.00%"},{"v":5095.31,"d":"5,095.31"},{"v":5095.31,"d":"5,095.31"},{"v":0,"d":"0.00"},{"v":0,"d":"0.0000%"},"I","ORT, UCH",90213100]
[2724,"XC1.14","X00597","P82481,P82479,P82478,P82480,P82477,P77143,P54369,P87924","Revízna TEP bedrového kĺbu","TM Revízna jamka, Longevity High Crosslinked PE vložka, Revízny košík, TM Buttress - pilier, TM Augment - podložka, TM Shim - podložka, Kostná skrutka, Kostný cement, Revízny driek ZMR, Revízny krčok ZMR, Kovová hlavica VerSys","ZIM","US","set",{"v":0.1,"d":"10.00%"},{"v":9399.99,"d":"9,399.99"},{"v":5095.31,"d":"5,095.31"},{"v":4304.68,"d":"4,304.68"},{"v":0.457945,"d":"45.7945%"},"S","ORT, UCH",90213100]
[2725,"XC1.14","X04001","P96245,P96246","Revízna TEP bedrového kĺbu SLR PLUS","driek Redapt alebo SLR Plus, jamka R3 multihole alebo Polarcup alebo Contour, hlavička CoCr","SND","CH","set",{"v":0.1,"d":"10.00%"},{"v":10200,"d":"10,200.00"},{"v":5095.31,"d":"5,095.31"},{"v":5104.69,"d":"5,104.69"},{"v":0.50046,"d":"50.0460%"},"S","ORT, UCH",90213100]
[2726,{"$nulls":3},"XC1.15 Hemiartroplastika bedrového kĺbu",{"$nulls":10},{"v":739.31,"d":"739.310000"},"set"]
[2727,"XC1.15","X00395","P54216,P59568","Hemiatroplastika","Cervikokapitálna endoprotéza CKP POLDI s kostným cementom, zátka","BEZ","CZ","set",{"v":0.1,"d":"10.00%"},{"v":461.7,"d":"461.70"},{"v":461.7,"d":"461.70"},{"v":0,"d":"0.00"},{"v":0,"d":"0.0000%"},"I","ORT, UCH",90213100]
[2728,"XC1.15","X00393","P20098,P20099,P77674,P77676","Hemiartroplastika bedrového kĺbu LIMA","CL trauma driek veľ.S,M,L; Femorálne cefalické hlavice veľ. 41-57mm","LIM","IT","set",{"v":0.1,"d":"10.00%"},500.94,500.94,{"v":0,"d":"0.00"},{"v":0,"d":"0.0000%"},"I","ORT, UCH",90213100]
[2729,"XC1.15","X00392","P20098,P20099,P77674,P77676","Hemiartroplastika bedrového kĺbu LIMA","CL trauma driek veľ.S,M,L; Femorálne cefalické hlavice veľ. 41-57mm","LIM","IT","set",{"v":0.1,"d":"10.00%"},500.94,500.94,{"v":0,"d":"0.00"},{"v":0,"d":"0.0000%"},"I","ORT, UCH",90213100]
[2730,"XC1.15","X01206","P74496,P74500","Cementovaná CEP bedrového kl'bu","Cem.driek MEDIN MC-S 10-15, hlavica CEP BIPOLAR 42/28 - 58/28","MDN","CZ","set",{"v":0.1,"d":"10.00%"},617.38,617.38,{"v":0,"d":"0.00"},{"v":0,"d":"0.0000%"},"I","ORT, UCH",90213100]
[2731,"XC1.15","X00394","P54216,P59568,P54217","Hemiatroplastika bedrového kĺbu","Cervikokapitalna endoprotéza CSB, biartikulárna hlavica, CCEP hlavica, driek CSB , driek POLDI, zátka","BEZ","CZ","set",{"v":0.1,"d":"10.00%"},739.31,739.31,{"v":0,"d":"0.00"},{"v":0,"d":"0.0000%"},"I","ORT, UCH",90213100]
[2732,"XC1.15","X01239","P83380","Endoprotéza bedrového kĺbu Biomet","Austin Moore","BIM - GB","UK","set",{"v":0.1,"d":"10.00%"},{"v":847,"d":"847.00"},739.31,107.69,{"v":0.127143,"d":"12.7143%"},"S","ORT, UCH",90213100]
[2733,"XC1.15","X01205","P74496,P74500","Necementovaná CEP bedrového kl'bu","Necem.driek MEDIN MC-S 10-15, hlavica CEP BIPOLAR 42/28 - 58/28","MDN","CZ","set",{"v":0.1,"d":"10.00%"},{"v":1318.79,"d":"1,318.79"},739.31,579.48,{"v":0.439403,"d":"43.9403%"},"S","ORT, UCH",90213100]
[2734,{"$nulls":3},"XC1.16 Revízna TEP bedrového kĺbu-oboch komponent pri použití revízneho implantátu a špeciálnych augmentačných materiálov",{"$nulls":10},{"v":10795.6,"d":"10,795.600000"},"set"]
[2735,"XC1.16","X04463","P97215,P86151,P82477,P82478,P82479,P82480,P82481","Systém revízneho bedrového drieku Revitan, Implantát bedrový Ceramic Femoral Heads, Implantáty bedrové Zimmer","rôzne druhy a veľkosti, Biolox/Cerasul; keramické hlavice; HGP II acetabulárny systém, TM acetabul.revízny systém - TM revíz. Košíky, TM acetabul.revízny systém - Longevity revíz. vložky 0°/10°, TM modulárny acetabul. systém - TM acetabul. augmenty,  TM modulárny acetabul. systém - TM revízne jamky","ZIM","CH","set",{"v":0.1,"d":"10.00%"},{"v":9800,"d":"9,800.00"},{"v":9800,"d":"9,800.00"},{"v":0,"d":"0.00"},{"v":0,"d":"0.0000%"},"I","ORT(BA I,II OTK,DFN BA,MT,KE,PO,BB,RK,ZA), ZP",90213100]
[2736,"XC1.16","X03072","P31833,P57276,P60949,P74398,P84292,P84406,P88056,P90039,P91972","Revízna TEP bedrového kĺbu LPS, RECLAIM / PINNACLE-Gription TF/ Bi-Mentum","Cementovaný a necementovaný driek,necementovaná, jamka, augmentácie , MoP, CoP, CoC","DPI","US","set",{"v":0.1,"d":"10.00%"},{"v":9922,"d":"9,922.00"},{"v":9922,"d":"9,922.00"},{"v":0,"d":"0.00"},{"v":0,"d":"0.0000%"},"I","ORT(BA I,II OTK,DFN BA,MT,KE,PO,BB,RK,ZA), ZP",90213100]
[2737,"XC1.16","X01194","P20098,P20099,P20100,P77674,P77676","Revízna TEP bedrového kĺbu - oboch komponentov pri použití revízneho implantátu a špeciálnych augmentačných systémov","Drieky: Revision, C2 revision, Revision LR ; Revízny modulárny krčok ; Modulárny spacer LR ; Acetabulum: Delta TT, One TT, OneTT Multihole, Revision TT, 2M mobility ; vložky: polyetylén, polyetylén Delta Vitamin E,keramika ; hlavičky: CO, ker.Biolox Delta, revízna ker.Biolox Delta ; Acetabulárne plato ; SPH fantóm ; cerklážna páska ; skrutka ; Špeciálny augmentačný systém: Acetabulárny spacer, Hemisférický modul (Trabekulárny titán)","LIM","IT","set",{"v":0.1,"d":"10.00%"},{"v":10005.49,"d":"10,005.49"},{"v":10005.49,"d":"10,005.49"},{"v":0,"d":"0.00"},{"v":0,"d":"0.0000%"},"I","ORT(BA I,II OTK,DFN BA,MT,KE,PO,BB,RK,ZA), ZP",90213100]
[2738,"XC1.16","X01093","P82481,P82479,P82478,P82480,P82477,P77143,P54369,P87924","Revízna TEP bedrového kĺbu","TM revízna jamka, PE vložka Longevity High Crosslinked, Flange Cage/košík, Buttress (straight / column)/podložka, TM Augment , Shim (5°,10°,15°), HGP II Bone Screw/skrutka, ZMR Taper Stem/driek, ZMR Cone Body/krčok - kónus 12/14, VerSys Head/hlavička kovová O28, 32, 36 - kónus 12/14, Hi-Fatigue G cement - kostný cement 1x40g","ZIM","US","set",{"v":0.1,"d":"10.00%"},{"v":10194,"d":"10,194.00"},{"v":10194,"d":"10,194.00"},{"v":0,"d":"0.00"},{"v":0,"d":"0.0000%"},"I","ORT(BA I,II OTK,DFN BA,MT,KE,PO,BB,RK,ZA), ZP",90213100]
[2739,{"$nulls":3},"XC1.17 Revízna TEP bedrového kĺbu - výmena hlavičky bedra",{"$nulls":10},{"v":655.82,"d":"655.820000"},"ks"]
[2740,"XC1.17","X01203","P32553","Hlavička bedra ISODUR","kovová","AES","DE","ks",{"v":0.1,"d":"10.00%"},175.99,175.99,{"v":0,"d":"0.00"},{"v":0,"d":"0.0000%"},"I","ORT, UCH",90213100]
[2741,"XC1.17","X01138","P54217,P95994","Revízna TEP bedrového kĺbu - výmena hlavičky bedra","Hlavičky priemeru 22,28,32,36 mm, AK, Co, Biolox","BEZ","CZ","ks",{"v":0.1,"d":"10.00%"},308.55,308.55,{"v":0,"d":"0.00"},{"v":0,"d":"0.0000%"},"I","ORT, UCH",90213100]
[2742,"XC1.17","X01983","J26555,J26564","Revízna TEP bedrového kĺbu SI/CI","Kovová hlavička a polyetylénová vložka","SRF","FR","ks",{"v":0.1,"d":"10.00%"},{"v":350.9,"d":"350.90"},{"v":350.9,"d":"350.90"},{"v":0,"d":"0.00"},{"v":0,"d":"0.0000%"},"I","ORT, UCH",90213100]
[2743,"XC1.17","X01144","P22133","Hlavička B","kovová hlavička rôznych veľkostí - O 26, 28, 32, 36 mm","WAL","DE","ks",{"v":0.1,"d":"10.00%"},{"v":377,"d":"377.00"},{"v":377,"d":"377.00"},{"v":0,"d":"0.00"},{"v":0,"d":"0.0000%"},"I","ORT, UCH",90213100]
[2744,"XC1.17","X01202","P32553","Hlavička bedra Biolox delta","keramická, priemer 28, 32, 36mm","AES","DE","ks",{"v":0.1,"d":"10.00%"},439.99,439.99,{"v":0,"d":"0.00"},{"v":0,"d":"0.0000%"},"I","ORT, UCH",90213100]
[2745,"XC1.17","X01085","P86151","Revízna TEP bedrového kĺbu","Biolox Ceramic Head - keramická hlavička O28, 32, 36 - kónus 12/14","ZIM","CH","ks",{"v":0.1,"d":"10.00%"},{"v":444,"d":"444.00"},{"v":444,"d":"444.00"},{"v":0,"d":"0.00"},{"v":0,"d":"0.0000%"},"I","ORT, UCH",90213100]
[2746,"XC1.17","X01197","P32553","Hlavička bedra Biolox delta Option","keramická, jadro z Ti6Al4V, priemer 28, 32 a 36mm","AES","DE","ks",{"v":0.1,"d":"10.00%"},655.82,655.82,{"v":0,"d":"0.00"},{"v":0,"d":"0.0000%"},"I","ORT, UCH",90213100]
[2747,"XC1.17","X01193","P20099","Revízna TEP bedrového kĺbu - výmena hlavičky bedra","Keramická revízna hlavička Biolox Delta, priemer 28,32 a 36mm","LIM","IT","ks",{"v":0.1,"d":"10.00%"},655.82,655.82,{"v":0,"d":"0.00"},{"v":0,"d":"0.0000%"},"I","ORT, UCH",90213100]
[2748,"XC1.17","X01089","P31833,P84292,P57437,P88055","Hlavička bedra","kovová, keramická, revízna keramická hlavička, rôzných veľkostí a kónusov","DPI","US","ks",{"v":0.1,"d":"10.00%"},823.38,655.82,167.56,{"v":0.20350300000000002,"d":"20.3503%"},"S","ORT, UCH",90213100]
[2749,{"$nulls":3},"XC1.18 Úplná individuálne modulárna náhrada femuru s náhradou bedrového a kolenného kĺbu",{"$nulls":10},{"v":20790,"d":"20,790.000000"},"set"]
[2750,"XC1.18","X01088","P74398,P31833,P88056,P57276,P84406,P84406,P59946,P64928","LPS Total Femoral","Úplná individuálne modulárna náhrada femuru s náhradou bedrového a kolenného kĺbu","DPI","US","set",{"v":0.1,"d":"10.00%"},{"v":17667.21,"d":"17,667.21"},{"v":17667.21,"d":"17,667.21"},{"v":0,"d":"0.00"},{"v":0,"d":"0.0000%"},"I","ORT(BA I,II OTK, DFNBA, MT, KE, PO, BB, RU), ZP",90213100]
[2751,"XC1.18","X03467","P92010,P92012,P92013,P92021,P93009,P93011","Totálna náhrada femuru Mutars","Accis jamka,hlavica Polaric,TiN hlavička,Proximálny femur s predĺžkami,Distálny femur,tibiálna komponenta s cementovaným driekom.","ICA","DE","set",{"v":0.1,"d":"10.00%"},{"v":20073.9,"d":"20,073.90"},{"v":20073.9,"d":"20,073.90"},{"v":0,"d":"0.00"},{"v":0,"d":"0.0000%"},"I","ORT(BA I,II OTK, DFNBA, MT, KE, PO, BB, RU), ZP",90213100]
[2752,"XC1.18","X01140","P22133,P22134","Total femur LINK","Rôzne veľkosti a priemery: drieku, segmentu drieku, predlžovacieho komponentu, spojovacieho segmentu, tibiálneho komponentu, femurálneho komponentu, expanznej skrutky, krku, keramickej hlavičky a jamky.","WAL","DE","set",{"v":0.1,"d":"10.00%"},{"v":20790,"d":"20,790.00"},{"v":20790,"d":"20,790.00"},{"v":0,"d":"0.00"},{"v":0,"d":"0.0000%"},"I","ORT(BA I,II OTK, DFNBA, MT, KE, PO, BB, RU), ZP",90213100]
[2753,"XC1.18","X01092","P86148,P86147,P86150,P86151,P54371,P84485,P84486,P54369,P81381,P54375,P87924","Úplná individuálne modulárna náhrada femuru s náhradou bedrového a  kolenného kĺbu","Trilogy IT Shell/jamka, Liner - vložka, Biolox Ceramic Head - keramická hlavička ?28, 32, 36 - kónus 12/14, Bone Screw, MOST Proximal Femur , MOST Tissue Attachment, Var. Stiffness Stem, Fem/Tib Segment - nadstavba + objímka , VerSys Head/hlavička kovová ?28,32,36 - kónus 12/14Distal Femoral Component, Segmental Poly Boxes, Segmental Art. Surf, NexGen Tibia RHK, NexGen stem, NexGen Patella, Hi-Fatigue G cement - kostný cement 1x40g","ZIM","US","set",{"v":0.1,"d":"10.00%"},{"v":28060,"d":"28,060.00"},{"v":20790,"d":"20,790.00"},{"v":7270,"d":"7,270.00"},{"v":0.259088,"d":"25.9088%"},"S","ORT(BA I,II OTK, DFNBA, MT, KE, PO, BB, RU), ZP",90213100]
[2754,{"$nulls":3},"XC1.19 Úplná individuálne modulárna náhrada femuru s náhradou bedrového a kolenného kĺbu expandibilná",{"$nulls":10},{"v":28790,"d":"28,790.000000"},"set"]
[2755,"XC1.19","X01325","P22133,P22134","Rastúci total femur LINK","Rôzne veľkosti a priemery: drieku, segmentu drieku, predlžovacieho komponentu, spojovacieho segmentu, tibiálneho komponentu, rastúci extenčný element, femurálneho komponentu, expanznej skrutky, krku, keramickej hlavičky a jamky.","WAL","DE","set",{"v":0.1,"d":"10.00%"},{"v":28790,"d":"28,790.00"},{"v":28790,"d":"28,790.00"},{"v":0,"d":"0.00"},{"v":0,"d":"0.0000%"},"I","ORT(DFNBA, BA I OTK), ZP",90213100]
[2756,{"$nulls":3},"XC2 Komponenty pre náhrady kolenného kĺbu"]
[2757,{"$nulls":3},"XC2.1 Cementovaná fixná TEP kolenného kĺbu",{"$nulls":10},{"v":2113.87,"d":"2,113.870000"},"set"]
[2758,"XC2.1","X04087","P96235","Endoprotéza kolenná úplná Genesis / Genesis II / Genesis II All / Genesis / I/II","rôzne modely a veľkosti","SND","US","set",{"v":0.1,"d":"10.00%"},{"v":1800,"d":"1,800.00"},{"v":1800,"d":"1,800.00"},{"v":0,"d":"0.00"},{"v":0,"d":"0.0000%"},"I","ORT, UCH",90213100]
[2759,"XC2.1","X04114","P96236","Endoprotéza kolenná úplná Legion / Profix","rôzne modely a veľkosti","SND","US","set",{"v":0.1,"d":"10.00%"},{"v":1800,"d":"1,800.00"},{"v":1800,"d":"1,800.00"},{"v":0,"d":"0.00"},{"v":0,"d":"0.0000%"},"I","ORT, UCH",90213100]
[2760,"XC2.1","X05304","P97385","Súprava na náhradu kolenného kĺbu FREEDOM","rôzne veľkosti","MXO","US","set",{"v":0.1,"d":"10.00%"},{"v":1874.5,"d":"1,874.50"},{"v":1874.5,"d":"1,874.50"},{"v":0,"d":"0.00"},{"v":0,"d":"0.0000%"},"I","ORT, UCH",90213100]
[2761,"XC2.1","X00405","P72295","TEP kolenného kĺbu Columbus","cementovaná, fixná","AES","DE","set",{"v":0.1,"d":"10.00%"},{"v":1875.5,"d":"1,875.50"},{"v":1875.5,"d":"1,875.50"},{"v":0,"d":"0.00"},{"v":0,"d":"0.0000%"},"I","ORT, UCH",90213100]
[2762,"XC2.1","X00406","P71255,P71258,P82297","Stryker Scorpio NRG","Stryker Scorpio NRG cementovaná náhrada kolenného kĺbu: 1ks femorálna komponenta PS veľkosti 3 až 13 alebo 1ks femorálna komponenta CR veľkosti 3 až 13, 1ks tibiálna vložka PS veľkosti 3 až 13 priemer 8 až 24mm alebo tibiálna vložka CR veľkosti 3 až 13 s priemerom 8 až 24mm, 1ks tibiálna komponenta veľkosti 3 až 13, 1ks náhrada patelly veľkosti 3 až 10.","STR","US","set",{"v":0.1,"d":"10.00%"},{"v":1887.6,"d":"1,887.60"},{"v":1887.6,"d":"1,887.60"},{"v":0,"d":"0.00"},{"v":0,"d":"0.0000%"},"I","ORT, UCH",90213100]
[2763,"XC2.1","X00403","P59566","Cementovaná fixná TEP kolenného kĺbu","Cementovaná fixná TEP kolenného kĺbu SVL, SVS s kostným cementom","BEZ","CZ","set",{"v":0.1,"d":"10.00%"},{"v":2021.8,"d":"2,021.80"},{"v":2021.8,"d":"2,021.80"},{"v":0,"d":"0.00"},{"v":0,"d":"0.0000%"},"I","ORT, UCH",90213100]
[2764,"XC2.1","X04714","P92014","Endoprotéza kolenného kĺbu ACS cementovaná","Femorálna komponenta veĺ. 2-6mm,Tibiálna komp. 2-6mm,PE plato vel´.2-6mm, výška 10-20mm,stabilizačný driek - 25,35,55mm","ICA","GE","set",{"v":0.1,"d":"10.00%"},{"v":2064.01,"d":"2,064.01"},{"v":2064.01,"d":"2,064.01"},{"v":0,"d":"0.00"},{"v":0,"d":"0.0000%"},"I","ORT, UCH",90213100]
[2765,"XC2.1","X05204","P1406A","Náhrada kolenného kĺbu Genutech Primary","komponenty cementované, necementované","SVQ","ES","set",{"v":0.1,"d":"10.00%"},{"v":2064.01,"d":"2,064.01"},{"v":2064.01,"d":"2,064.01"},{"v":0,"d":"0.00"},{"v":0,"d":"0.0000%"},"I","ORT, UCH",90213100]
[2766,"XC2.1","X03843","P87660","TEP kolenného kĺbu Vega","cementovaná, fixná","AES","DE","set",{"v":0.1,"d":"10.00%"},{"v":2099.2,"d":"2,099.20"},{"v":2099.2,"d":"2,099.20"},{"v":0,"d":"0.00"},{"v":0,"d":"0.0000%"},"I","ORT, UCH",90213100]
[2767,"XC2.1","X05312","P2412A","Náhrada kolenného klbu GENUS","cementovaná, fixná, rôzne modely a velkosti","ADL- IT","IT","set",{"v":0.1,"d":"10.00%"},{"v":2099.34,"d":"2,099.34"},{"v":2099.34,"d":"2,099.34"},{"v":0,"d":"0.00"},{"v":0,"d":"0.0000%"},"I","ORT, UCH",90213100,11290]
[2768,"XC2.1","X00635","P89092","Cementovaná fixná TEP kolenného kĺbu","Cementovaná fixná TEP kolenného kĺbu BalanSys CR,UC,PS Femur ľavý/pravý A-E,tíbia 64-85mm, vložka 64-85mm hrúbky 8-23mm, bez cementu","MHG","CH","set",{"v":0.1,"d":"10.00%"},{"v":2099.35,"d":"2,099.35"},{"v":2099.35,"d":"2,099.35"},{"v":0,"d":"0.00"},{"v":0,"d":"0.0000%"},"I","ORT, UCH",90213100]
[2769,"XC2.1","X00397","P39688","Endoprotéza kolenného kĺbu Biomet","AGC / Maxim Knee System","BIM-GB","UK","set",{"v":0.1,"d":"10.00%"},{"v":2110,"d":"2,110.00"},{"v":2110,"d":"2,110.00"},{"v":0,"d":"0.00"},{"v":0,"d":"0.0000%"},"I","ORT, UCH",90213100]
[2770,"XC2.1","X00609","P54375,P82820,P84778,P87924","Cementovaná TEP kolenného kĺbu","Cementovaný femur NexGen CR, LPS, LPS-Flex Option, NexGen Tibia - Precoat, NexGen Art. Surf. CR, LPS/LPS-flex PE vložka, NexGen patella, NexGen Taper Plug zátka, Kostný cement","ZIM","US","set",{"v":0.1,"d":"10.00%"},{"v":2111.99,"d":"2,111.99"},{"v":2111.99,"d":"2,111.99"},{"v":0,"d":"0.00"},{"v":0,"d":"0.0000%"},"I","ORT, UCH",90213100]
[2771,"XC2.1","X04049","P96018","Endoprotéza kolenného kĺbu Persona","rôzne druhy a veľkosti","ZIM","US","set",{"v":0.1,"d":"10.00%"},{"v":2113,"d":"2,113.00"},{"v":2113,"d":"2,113.00"},{"v":0,"d":"0.00"},{"v":0,"d":"0.0000%"},"I","ORT, UCH",90213100]
[2772,"XC2.1","X02407","P91982","Cementovaná fixná TEP kolenného kĺbu LIMA - Physica","Fem.komp. CR pravá/ľavá veľ.1-10, Fem.komp. KR pravá/ľavá veľ.1-10, Fem.komp. PS pravá/ľavá veľ.1-10; Vložka fix.KR pravá/ľavá veľ.1-10, h=10,11,12,14,16,20 mm; Vložka fix.CR symetrická veľ.1-10, h=10,11,12,14,16,20 mm; Vložka fix.PS symetrická veľ.1-10, h=10,11,12,14,16,20 mm; tibiálny driek 20,40,60 mm; patela 26,29,32,35,38,41 mm","LIM","IT","set",{"v":0.1,"d":"10.00%"},{"v":2113.86,"d":"2,113.86"},{"v":2113.86,"d":"2,113.86"},{"v":0,"d":"0.00"},{"v":0,"d":"0.0000%"},"I","ORT, UCH",90213100]
[2773,"XC2.1","X00400","P20104,P77672,P77673,P77674,P77676","Cementovaná fixná TEP kolenného kĺbu LIMA","Fem. Komp. CR veľ. 1-5; Fem. Komp. PS  veľ. 1-5; Fix. Tib. plato  veľ. 1-5; Vložka fix. CR  veľ. 1-5, h=10,12,14,17,20 mm; Vložka fix. PS veľ. 1-5, h=10,12,14,17,20 mm","LIM","IT","set",{"v":0.1,"d":"10.00%"},{"v":2113.87,"d":"2,113.87"},{"v":2113.87,"d":"2,113.87"},{"v":0,"d":"0.00"},{"v":0,"d":"0.0000%"},"I","ORT, UCH",90213100]
[2774,"XC2.1","X00399","P20104,P77672,P77673,P77674,P77676","Cementovaná fixná TEP kolenného kĺbu LIMA","Fem. Komp. CR veľ. 1-5; Fem. Komp. PS  veľ. 1-5; Fix. Tib. plato  veľ. 1-5; Patela veľ. 28,32,35,38,41 mm; Vložka UC fix. CR veľ.1-5, h=10,12,14,17,20 mm; Vložka fix. CR  veľ. 1-5, h=10,12,14,17,20 mm; Vložka fix. PS veľ. 1-5, h=10,12,14,17,20 mm; Tibiálna augmentácia; Tibiálny driek","LIM","IT","set",{"v":0.1,"d":"10.00%"},{"v":2113.87,"d":"2,113.87"},{"v":2113.87,"d":"2,113.87"},{"v":0,"d":"0.00"},{"v":0,"d":"0.0000%"},"I","ORT, UCH",90213100]
[2775,"XC2.1","X03147","P92789","Náhrada kolenného kĺbu ATTUNE CR, PS – FIXNÉ","cementovaná TEP kolenného kĺbu","DPI","IE","set",{"v":0.1,"d":"10.00%"},{"v":2113.87,"d":"2,113.87"},{"v":2113.87,"d":"2,113.87"},{"v":0,"d":"0.00"},{"v":0,"d":"0.0000%"},"I","ORT, UCH",90213100]
[2776,"XC2.1","X00401","P64927","náhrada kolenného kĺbu SIGMA CR, PS - FIXNÁ","cementovaná TEP kolenného kĺbu","DPI","US","set",{"v":0.1,"d":"10.00%"},{"v":2113.87,"d":"2,113.87"},{"v":2113.87,"d":"2,113.87"},{"v":0,"d":"0.00"},{"v":0,"d":"0.0000%"},"I","ORT, UCH",90213100]
[2777,"XC2.1","X00608","P84776,P54375,P84778,P87924","Cementovaná TEP kolenného kĺbu","Cementovaný femur NexGen LPS-Flex Option Tivanium, NexGen Tibia - Precoat, NexGen Art. Surf. LPS-flex Prolong PE vložka, NexGen patella, NexGen Taper Plug zátka, Kostný cement","ZIM","US","set",{"v":0.1,"d":"10.00%"},{"v":4410.95,"d":"4,410.95"},{"v":2113.87,"d":"2,113.87"},{"v":2297.08,"d":"2,297.08"},{"v":0.520768,"d":"52.0768%"},"S","ORT, UCH",90213100]
[2778,{"$nulls":3},"XC2.2 Cementovaná unikondylárna TEP kolenného kĺbu",{"$nulls":10},{"v":1995,"d":"1,995.000000"},"set"]
[2779,"XC2.2","X04721","P95136","Unikondylárny systém kolennej artroplastiky iBalance UKA","femorálna komponenta, komponenta tibiálnej misky a vložka tibiálneho nosiča","ATH","US","set",{"v":0.1,"d":"10.00%"},{"v":1718.2,"d":"1,718.20"},{"v":1718.2,"d":"1,718.20"},{"v":0,"d":"0.00"},{"v":0,"d":"0.0000%"},"I","ORT, UCH",90213100]
[2780,"XC2.2","X00464","P22134","Endo-Model Sled protéza","1 tibiálny a 1 femurálny komponent","WAL","DE","set",{"v":0.1,"d":"10.00%"},{"v":1727.64,"d":"1,727.64"},{"v":1727.64,"d":"1,727.64"},{"v":0,"d":"0.00"},{"v":0,"d":"0.0000%"},"I","ORT, UCH",90213100]
[2781,"XC2.2","X04722","P95136","Patelofemorálny systém kolennej artroplastiky iBalance PFJ","femorálna komponenta, komponenta pately","ATH","US","set",{"v":0.1,"d":"10.00%"},{"v":1954.15,"d":"1,954.15"},{"v":1954.15,"d":"1,954.15"},{"v":0,"d":"0.00"},{"v":0,"d":"0.0000%"},"I","ORT, UCH",90213100]
[2782,"XC2.2","X03365","P84050","Univation","Cementovaná unikondylárna TEP kolenného kĺbu","AES","DE","set",{"v":0.1,"d":"10.00%"},{"v":1990,"d":"1,990.00"},{"v":1990,"d":"1,990.00"},{"v":0,"d":"0.00"},{"v":0,"d":"0.0000%"},"I","ORT, UCH",9021310]
[2783,"XC2.2","X04982","P0371A","Náhrada kolenného kĺbu PHYSICA ZUK","rôzne komponenty; femorálne, tibiálne","LIM","IT","set",{"v":0.1,"d":"10.00%"},{"v":1994.93,"d":"1,994.93"},{"v":1994.93,"d":"1,994.93"},{"v":0,"d":"0.00"},{"v":0,"d":"0.0000%"},"I","ORT, UCH",90213100]
[2784,"XC2.2","X00407","P70068","Endoprotéza kolenného kĺbu Biomet","Oxford partial Knee","BIM-GB","UK","set",{"v":0.1,"d":"10.00%"},{"v":1995,"d":"1,995.00"},{"v":1995,"d":"1,995.00"},{"v":0,"d":"0.00"},{"v":0,"d":"0.0000%"},"I","ORT, UCH",90213100]
[2785,{"$nulls":3},"XC2.3 Cementovaná  TEP kolenného kĺbu - PE tíbia",{"$nulls":10},{"v":1341.89,"d":"1,341.890000"},"set"]
[2786,"XC2.3","X00600","P54375,P85191,P87924","Cementovaná TEP kolenného kĺbu","Cementovaný femur NexGen CR, LPS Option, NexGen CR, LPS All-Poly Tibia, Kostný cement","ZIM","US","set",{"v":0.1,"d":"10.00%"},{"v":1340,"d":"1,340.00"},{"v":1340,"d":"1,340.00"},{"v":0,"d":"0.00"},{"v":0,"d":"0.0000%"},"I","ORT, UCH",90213100]
[2787,"XC2.3","X04086","P96235","Endoprotéza kolenná úplná Genesis / Genesis II / Genesis II All / Genesis / I/II","rôzne modely a veľkosti","SND","US","set",{"v":0.1,"d":"10.00%"},{"v":1340,"d":"1,340.00"},{"v":1340,"d":"1,340.00"},{"v":0,"d":"0.00"},{"v":0,"d":"0.0000%"},"I","ORT, UCH",90213100]
[2788,"XC2.3","X00410","P20104,P77672,P77673,P77674,P77676","Cementovaná TEP kolenného kĺbu LIMA - PE tíbia","Fem. Komp. CR veľ. 1-5; Tibiálne plato All poly veľ. 1-5, h=10,12,14,17,20 mm","LIM","IT","set",{"v":0.1,"d":"10.00%"},{"v":1341.89,"d":"1,341.89"},{"v":1341.89,"d":"1,341.89"},{"v":0,"d":"0.00"},{"v":0,"d":"0.0000%"},"I","ORT, UCH",9013100]
[2789,"XC2.3","X00411","P64927","náhrada kolenného kĺbu SIGMA APT - FIXNÁ","cementovaná TEP kolenného kĺbu All Poly Tíbia","DPI","US","set",{"v":0.1,"d":"10.00%"},{"v":1341.89,"d":"1,341.89"},{"v":1341.89,"d":"1,341.89"},{"v":0,"d":"0.00"},{"v":0,"d":"0.0000%"},"I","ORT, UCH",90213100]
[2790,{"$nulls":3},"XC2.4 Cementovaná rotačná TEP kolenného kĺbu",{"$nulls":10},{"v":2662,"d":"2,662.000000"},"set"]
[2791,"XC2.4","X00486","P79779,P79781,P79784,P79783","TEP kolenného kĺbu MC2","rotačná cementovaná","C2F","FR","set",{"v":0.1,"d":"10.00%"},{"v":2111.99,"d":"2,111.99"},{"v":2111.99,"d":"2,111.99"},{"v":0,"d":"0.00"},{"v":0,"d":"0.0000%"},"I","ORT, UCH",90213100]
[2792,"XC2.4","X00414","P64928,P31837,P64927","náhrada kolenného kĺbu LCS - ROTAČNÁ","cementovaná TEP kolenného kĺbu","DPI","US","set",{"v":0.1,"d":"10.00%"},{"v":2113.87,"d":"2,113.87"},{"v":2113.87,"d":"2,113.87"},{"v":0,"d":"0.00"},{"v":0,"d":"0.0000%"},"I","ORT, UCH",90213100]
[2793,"XC2.4","X00415","P64927,P64928","náhrada kolenného kĺbu SIGMA RP - ROTAČNÁ","cementovaná TEP kolenného kĺbu","DPI","US","set",{"v":0.1,"d":"10.00%"},{"v":2113.87,"d":"2,113.87"},{"v":2113.87,"d":"2,113.87"},{"v":0,"d":"0.00"},{"v":0,"d":"0.0000%"},"I","ORT, UCH",90213100]
[2794,"XC2.4","X00416","P59566","Cementovaná rotačná TEP kolenného kĺbu","Cementovaná rotačná TEP kolenného kĺbu SVL/RP s kostným cementom s ATB","BEZ","CZ","set",{"v":0.1,"d":"10.00%"},{"v":2589.4,"d":"2,589.40"},{"v":2589.4,"d":"2,589.40"},{"v":0,"d":"0.00"},{"v":0,"d":"0.0000%"},"I","ORT, UCH",90213100]
[2795,"XC2.4","X00417","P72295","TEP kolenného kĺbu Columbus system","cementovaná, rotačná","AES","DE","set",{"v":0.1,"d":"10.00%"},{"v":2649.9,"d":"2,649.90"},{"v":2649.9,"d":"2,649.90"},{"v":0,"d":"0.00"},{"v":0,"d":"0.0000%"},"I","ORT, UCH",90213100]
[2796,"XC2.4","X00607","P54375,P82820,P82811,P82823,P87924","Cementovaná rotačná TEP kolenného kĺbu","Cementovaný femur NexGen LPS, LPS-Flex Option, NexGen Tibia Mobile - mobilná tíbia, NexGen Art. Surf. LPS-Prolong mobilná PE vložka, Kostný cement","ZIM","US","set",{"v":0.1,"d":"10.00%"},{"v":2660,"d":"2,660.00"},{"v":2660,"d":"2,660.00"},{"v":0,"d":"0.00"},{"v":0,"d":"0.0000%"},"I","ORT, UCH",90213100]
[2797,"XC2.4","X00413","P20104,P77672,P77673,P77674,P77676","Cementovaná rotačná TEP kolenného kĺbu","Fem. Komp. CR veľ. 1-5; Fem. Komp. PS  veľ. 1-5; Mob. Tib. plato  veľ. 1-5; Tibiálny driek; Patela veľ. 28,32,35,38,41 mm; Vložka UC mob. CR veľ.1-5, h=10,12,14,17,20 mm; Vložka mob. CR  veľ. 1-5, h=10,12,14,17,20 mm; Vložka mob. PS veľ. 1-5, h=10,12,14,17,20 mm; Tibiálna augmentácia; Tibiálny driek","LIM","IT","set",{"v":0.1,"d":"10.00%"},{"v":2662,"d":"2,662.00"},{"v":2662,"d":"2,662.00"},{"v":0,"d":"0.00"},{"v":0,"d":"0.0000%"},"I","ORT, UCH",90213100]
[2798,"XC2.4","X00418","P72296","TEP kolenného kĺbu e.motion","cementovaná, rotačná","AES","DE","set",{"v":0.1,"d":"10.00%"},{"v":2662,"d":"2,662.00"},{"v":2662,"d":"2,662.00"},{"v":0,"d":"0.00"},{"v":0,"d":"0.0000%"},"I","ORT, UCH",90213100]
[2799,{"$nulls":3},"XC2.5 Hybridná fixná TEP kolenného kĺbu",{"$nulls":10},{"v":2445.41,"d":"2,445.410000"},"set"]
[2800,"XC2.5","X04089","P96235","Endoprotéza kolenná úplná Genesis / Genesis II / Genesis II All / Genesis / I/II","rôzne modely a veľkosti","SND","US","set",{"v":0.1,"d":"10.00%"},{"v":2440,"d":"2,440.00"},{"v":2440,"d":"2,440.00"},{"v":0,"d":"0.00"},{"v":0,"d":"0.0000%"},"I","ORT",90213100]
[2801,"XC2.5","X04092","P96236","Endoprotéza kolenná úplná Legion / Profix","rôzne modely a veľkosti","SND","US","set",{"v":0.1,"d":"10.00%"},{"v":2440,"d":"2,440.00"},{"v":2440,"d":"2,440.00"},{"v":0,"d":"0.00"},{"v":0,"d":"0.0000%"},"I","ORT",90213100]
[2802,"XC2.5","X00606","P82819,P54375,P87924","Hybridná fixná TEP kolenného kĺbu","Cementovaný femur NexGen LPS-Porous porózna verzia, NexGen Tibia - Precoat, NexGen Art. Surf. LPS/LPS-flex PE vložka, Kostný cement","ZIM","US","set",{"v":0.1,"d":"10.00%"},{"v":2440,"d":"2,440.00"},{"v":2440,"d":"2,440.00"},{"v":0,"d":"0.00"},{"v":0,"d":"0.0000%"},"I","ORT",90213100]
[2803,"XC2.5","X00419","P20104,P77672,P77673,P77674,P77676","Hybridná fixná TEP kolenného kĺbu LIMA","Fem. Komp. Nec.CR veľ. 1-5; Fem. Komp. Nec.PS  veľ. 1-5; Fix. Tib. plato  veľ. 1-5; Patela veľ. 28,32,35,38,41 mm; Vložka fix. CR  veľ. 1-5, h=10,12,14,17,20 mm; Vložka fix. PS veľ. 1-5, h=10,12,14,17,20 mm","LIM","IT","set",{"v":0.1,"d":"10.00%"},{"v":2445.41,"d":"2,445.41"},{"v":2445.41,"d":"2,445.41"},{"v":0,"d":"0.00"},{"v":0,"d":"0.0000%"},"I","ORT",90213100]
[2804,"XC2.5","X00420","P64927","náhrada kolenného kĺbu SIGMA CR, PS - FIXNÁ","hybridná TEP kolenného kĺbu","DPI","US","set",{"v":0.1,"d":"10.00%"},{"v":2445.41,"d":"2,445.41"},{"v":2445.41,"d":"2,445.41"},{"v":0,"d":"0.00"},{"v":0,"d":"0.0000%"},"I","ORT",90213100]
[2805,"XC2.5","X02037","P91162","TEP kolenného kĺbu KYN","fixná hybridná","SET","FR","set",{"v":0.1,"d":"10.00%"},{"v":2445.41,"d":"2,445.41"},{"v":2445.41,"d":"2,445.41"},{"v":0,"d":"0.00"},{"v":0,"d":"0.0000%"},"I","ORT",90213100]
[2806,{"$nulls":3},"XC2.7 Hybridná rotačná TEP kolenného kĺbu",{"$nulls":10},{"v":2601.5,"d":"2,601.500000"},"set"]
[2807,"XC2.7","X00422","P64927,P64928","náhrada kolenného kĺbu SIGMA RP - ROTAČNÁ","hybridná TEP kolenného kĺbu","DPI","US","set",{"v":0.1,"d":"10.00%"},{"v":2446.38,"d":"2,446.38"},{"v":2446.38,"d":"2,446.38"},{"v":0,"d":"0.00"},{"v":0,"d":"0.0000%"},"I","ORT",90213100]
[2808,"XC2.7","X00421","P20104,P77672,P77673,P77674,P77676","Hybridná rotačná TEP kolenného kĺbu LIMA","Fem. Komp. Nec.CR veľ. 1-5; Fem. Komp. Nec.PS  veľ. 1-5; Mob. Tib. plato  veľ. 1-5; Patela veľ. 28,32,35,38,41 mm; Vložka mob. CR  veľ. 1-5, h=10,12,14,17,20 mm; Vložka mob. PS veľ. 1-5, h=10,12,14,17,20 mm","LIM","IT","set",{"v":0.1,"d":"10.00%"},{"v":2601.5,"d":"2,601.50"},{"v":2601.5,"d":"2,601.50"},{"v":0,"d":"0.00"},{"v":0,"d":"0.0000%"},"I","ORT",90213100]
[2809,"XC2.7","X00423","P72296","TEP kolenného kĺbu e.motion","hybridná, rotačná","AES","DE","set",{"v":0.1,"d":"10.00%"},{"v":2601.5,"d":"2,601.50"},{"v":2601.5,"d":"2,601.50"},{"v":0,"d":"0.00"},{"v":0,"d":"0.0000%"},"I","ORT",90213100]
[2810,"XC2.7","X00485","P79780,P79781,P79784,P79783","TEP kolenného kĺbu MC2","rotačná, hybridná","C2F","FR","set",{"v":0.1,"d":"10.00%"},{"v":2601.5,"d":"2,601.50"},{"v":2601.5,"d":"2,601.50"},{"v":0,"d":"0.00"},{"v":0,"d":"0.0000%"},"I","ORT",90213100]
[2811,{"$nulls":3},"XC2.8 Necementovaná fixná TEP kolenného kĺbu",{"$nulls":10},{"v":2445.41,"d":"2,445.410000"},"set"]
[2812,"XC2.8","X04050","P96018","Endoprotéza kolenného kĺbu Persona","rôzne druhy a veľkosti","ZIM","US","set",{"v":0.1,"d":"10.00%"},{"v":2440,"d":"2,440.00"},{"v":2440,"d":"2,440.00"},{"v":0,"d":"0.00"},{"v":0,"d":"0.0000%"},"I","ORT",90213100]
[2813,"XC2.8","X00605","P82819,P85192,P54375,P87924","Necementovaná fixná TEP kolenného kĺbu","Cementovaný femur NexGen LPS-Porous porózna verzia, NexGen Tibia Porous porózna verzia, NexGen Art. Surf. LPS/LPS-flex PE vložka, Kostný cement","ZIM","US","set",{"v":0.1,"d":"10.00%"},{"v":2440,"d":"2,440.00"},{"v":2440,"d":"2,440.00"},{"v":0,"d":"0.00"},{"v":0,"d":"0.0000%"},"I","ORT",90213100]
[2814,"XC2.8","X00424","P20104,P77672,P77673,P77674,P77676","Necementovaná fixná TEP kolenného kĺbu LIMA","Fem. Komp. Nec. CR veľ. 1-5; Fem. Komp. Nec. PS  veľ. 1-5; Fix. Tib. Plato necem.  veľ. 1-5; Patela veľ. 28,32,35,38,41 mm; Vložka fix. CR  veľ. 1-5, h=10,12,14,17,20 mm; Vložka fix. PS veľ. 1-5, h=10,12,14,17,20 mm","LIM","IT","set",{"v":0.1,"d":"10.00%"},{"v":2445.41,"d":"2,445.41"},{"v":2445.41,"d":"2,445.41"},{"v":0,"d":"0.00"},{"v":0,"d":"0.0000%"},"I","ORT",90213100]
[2815,{"$nulls":3},"XC2.10 Necementovaná rotačná TEP kolenného kĺbu",{"$nulls":10},{"v":3245,"d":"3,245.000000"},"set"]
[2816,"XC2.10","X00484","P79780,P79782,P79784,P79783","TEP kolenného kĺbu MC2","rotačná, necementovaná","C2F","FR","set",{"v":0.1,"d":"10.00%"},{"v":3004.04,"d":"3,004.04"},{"v":3004.04,"d":"3,004.04"},{"v":0,"d":"0.00"},{"v":0,"d":"0.0000%"},"I","ORT",90213100]
[2817,"XC2.10","X00425","P20104,P77672,P77673,P77674,P77676","Necementovaná rotačná TEP kolenného kĺbu LIMA","Fem. Komp. Nec.CR veľ. 1-5; Fem. Komp. Nec.PS  veľ. 1-5; Mob. Tib. Plato necem.  veľ. 1-5; Patela veľ. 28,32,35,38,41 mm; Vložka mob. CR  veľ. 1-5, h=10,12,14,17,20 mm; Vložka mob. PS veľ. 1-5, h=10,12,14,17,20 mm","LIM","IT","set",{"v":0.1,"d":"10.00%"},{"v":3244.98,"d":"3,244.98"},{"v":3244.98,"d":"3,244.98"},{"v":0,"d":"0.00"},{"v":0,"d":"0.0000%"},"I","ORT",90213100]
[2818,"XC2.10","X00426","P79313,P64927","náhrada kolenného kĺbu LCS TiN- ROTAČNÁ","necementovaná TEP kolenného kĺbu ANTIALERGICKÁ","DPI","US","set",{"v":0.1,"d":"10.00%"},{"v":3904.67,"d":"3,904.67"},{"v":3245,"d":"3,245.00"},659.67,{"v":0.168944,"d":"16.8944%"},"S","ORT",90213100]
[2819,{"$nulls":3},"XC2.11 Individuálne modulárna TEP kolenného kĺbu s úplnou náhradou ligamentózneho aparátu",{"$nulls":10},{"v":11989.89,"d":"11,989.890000"},"set"]
[2820,"XC2.11","X01091","P81381,P54373,P87924","Individuálne modulárna TEP kolenného kĺbu","Cementovaný femur NexGen RHK, NexGen Tibia RHK, NexGen Art. Surf. RHK PE vložka, NexGen driek rovný, NexGen driek ofsetový, NexGen Tibiálna augmentácia, Kostný cement","ZIM","US","set",{"v":0.1,"d":"10.00%"},{"v":10735,"d":"10,735.00"},{"v":10735,"d":"10,735.00"},{"v":0,"d":"0.00"},{"v":0,"d":"0.0000%"},"I","ORT, ORT(BA I,II OTK,DFN BA,MT,KE,PO,BB,RK,ZA), ZP",90213100]
[2821,"XC2.11","X00429","P59566","Individuálna modulárna TEP KK s úplnou náhradou ligamentózneho aparátu","Individuálna TEP kolenného kĺbu CMS s kostným cementom s ATB","BEZ","CZ","set",{"v":0.1,"d":"10.00%"},{"v":10890,"d":"10,890.00"},{"v":10890,"d":"10,890.00"},{"v":0,"d":"0.00"},{"v":0,"d":"0.0000%"},"I","ORT, ORT(BA I,II OTK,DFN BA,MT,KE,PO,BB,RK,ZA), ZP",90213100]
[2822,"XC2.11","X04097","P96236","Endoprotéza kolenná úplná Legion / Profix","rôzne modely a veľkosti","SND","US","set",{"v":0.1,"d":"10.00%"},{"v":11900,"d":"11,900.00"},{"v":11900,"d":"11,900.00"},{"v":0,"d":"0.00"},{"v":0,"d":"0.0000%"},"I","ORT, ORT(BA I,II OTK,DFN BA,MT,KE,PO,BB,RK,ZA), ZP",90213100]
[2823,"XC2.11","X04099","P96237,P96238,P96239,P96240,P96241,P96242,P96243,P96244","Endoprotéza kolenná úplná modulárna RT-PLUS","rôzne modely a veľkosti","SND","US","set",{"v":0.1,"d":"10.00%"},{"v":11900,"d":"11,900.00"},{"v":11900,"d":"11,900.00"},{"v":0,"d":"0.00"},{"v":0,"d":"0.0000%"},"I","ORT, ORT(BA I,II OTK,DFN BA,MT,KE,PO,BB,RK,ZA), ZP",90213100]
[2824,"XC2.11","X04072","P96212,P96213,P96214,P96215,P96216","Endoprotéza kolenná úplná RT-PLUS","rôzne modely a veľkosti","SND","US","set",{"v":0.1,"d":"10.00%"},{"v":11900,"d":"11,900.00"},{"v":11900,"d":"11,900.00"},{"v":0,"d":"0.00"},{"v":0,"d":"0.0000%"},"I","ORT, ORT(BA I,II OTK,DFN BA,MT,KE,PO,BB,RK,ZA), ZP",90213100]
[2825,"XC2.11","X00462","P22134","Megasystem-C","Modulárny systém pozostávajúci z drieku, krku, spojovacích segmentov, podporných krúžkov, femurálnych a tibiálnych komponentov rôznych veľkostí","WAL","DE","set",{"v":0.1,"d":"10.00%"},{"v":11979,"d":"11,979.00"},{"v":11979,"d":"11,979.00"},{"v":0,"d":"0.00"},{"v":0,"d":"0.0000%"},"I","ORT, ORT(BA I,II OTK,DFN BA,MT,KE,PO,BB,RK,ZA), ZP",90213100]
[2826,"XC2.11","X00428","P84406,P59946,P64928","Individuálne modulárna náhrada kolenného kĺbu s úplnou náhradou ligamentózneho aparátu SRNHK / LPS / MBT - ROTAČNÁ","uzamknutá modulárna rotačná TEP kolena","DPI","US","set",{"v":0.1,"d":"10.00%"},{"v":11989.89,"d":"11,989.89"},{"v":11989.89,"d":"11,989.89"},{"v":0,"d":"0.00"},{"v":0,"d":"0.0000%"},"I","ORT, ORT(BA I,II OTK,DFN BA,MT,KE,PO,BB,RK,ZA), ZP",90213100]
[2827,"XC2.11","X00427","P20104,P77672,P77673,P77674,P77676","Individuálne modulárna TEP kolenného kĺbu LIMA s úplnou náhradou ligamentózneho aparátu","Fem. Komp. H veľ. 1-5; Cem. Tib. Plato H veľ. 1-5; Tib. Vložka H veľ. 1-5, h=10,12,14,17,20,24 mm; Tib. Augment; Dist. Fem. Augment; Tib. Modul; Fem. Modul; Tib. Driek; Fem. Driek; Driek","LIM","IT","set",{"v":0.1,"d":"10.00%"},{"v":11989.89,"d":"11,989.89"},{"v":11989.89,"d":"11,989.89"},{"v":0,"d":"0.00"},{"v":0,"d":"0.0000%"},"I","ORT, ORT(BA I,II OTK,DFN BA,MT,KE,PO,BB,RK,ZA), ZP",90213100]
[2828,"XC2.11","X00596","P84485,P54369","Individuálne modulárna TEP kolenného kĺbu","MOST Proximálny Femur, MOST Tissue Attachment Bolt Long, Short - prípojka, MOST Tissue Attachment Washer Long, Short - prípojka, MOST Segment, MOST Fluted Bowed Stem - driek, Total Femoral Segment, MOST Hex Bowed Stem - driek, Distal Femur/Condylar End - ukončenie, All Poly Patella, Fluted Hinged Femur, MOST Options Hinge Kit, Proximal Tibia Inserts - vložka, Proximálna Tíbia, Tibial Revision Stem - driek, Fluted/Smooth Revision Stem - revízny driek, Hinged Tibia Inserts - vložka, Hinged Tíbia, Tibial Spacers - spacer, Stem Options - driekové nadstavby, All-Poly Tibial Sleeve- objímka, VerSys Head/hlavička kovová, Hi-Fatigue kostný cement","ZIM","US","set",{"v":0.1,"d":"10.00%"},{"v":19999.99,"d":"19,999.99"},{"v":11989.89,"d":"11,989.89"},{"v":8010.1,"d":"8,010.10"},{"v":0.400505,"d":"40.0505%"},"S","ORT, ORT(BA I,II OTK,DFN BA,MT,KE,PO,BB,RK,ZA), ZP",90213100]
[2829,{"$nulls":3},"XC2.12 Individuálne modulárna TEP kolenného kĺbu s úplnou náhradou ligamentózneho aparátu s náhradou časti skeletu",{"$nulls":10},{"v":16080.9,"d":"16,080.900000"},"set"]
[2830,"XC2.12","X00461","P22134","Megasystem-C","Modulárny systém pozostávajúci z drieku, krku, spojovacích segmentov, podporných krúžkov, femurálnych a tibiálnych komponentov rôznych veľkostí","WAL","DE","set",{"v":0.1,"d":"10.00%"},{"v":12075.8,"d":"12,075.80"},{"v":12075.8,"d":"12,075.80"},{"v":0,"d":"0.00"},{"v":0,"d":"0.0000%"},"I","ORT(DFNBA, BA I OTK, KOTPÚ KE), ZP",90213100]
[2831,"XC2.12","X03608","P22134","Individuálne modulárna TEP kolenného kĺbu Megasystem-C Endo-Model Rotational and Hinge Knee SL","Modulárny Megasystem-C pozostávajúci z drieku, krku, spojovacích segmentov, podporných krúžkov, náhrad časti skeletu femuru aj tíbie a femorálnych, tibiálnych komponentov  Endo-Model SL rôznych veľkostí .","WAL","DE","set",{"v":0.1,"d":"10.00%"},{"v":15598,"d":"15,598.00"},{"v":15598,"d":"15,598.00"},{"v":0,"d":"0.00"},{"v":0,"d":"0.0000%"},"I","ORT(DFNBA, BA I OTK, KOTPÚ KE), ZP",90213100]
[2832,"XC2.12","X01095","P84406,P59946,P64928","Individuálne modulárna náhrada kolenného kĺbu s úplnou náhradou ligamentózneho aparátu SRNHK s LPS Prox Tíbia alebo  MBT - ROTAČNÁ s LPS distal Femoral","Individuálne modulárna TEP kolenného kĺbu s úplnou náhradou ligamentózneho aparátu s náhradou časti skeletu - uzamknutá modulárna rotačná TEP kolena","DPI","US","set",{"v":0.1,"d":"10.00%"},{"v":16080.9,"d":"16,080.90"},{"v":16080.9,"d":"16,080.90"},{"v":0,"d":"0.00"},{"v":0,"d":"0.0000%"},"I","ORT(DFNBA, BA I OTK, KOTPÚ KE), ZP",90213100]
[2833,"XC2.12","X01090","P84486,P81381,P54375,P87924","Individuálne modulárna TEP kolenného kĺbu","Var. Stiffness Stem exten., Fem/Tib Segment - nadstavba + objímka, Distal Femoral Component, Segmental Poly Boxes, Segmental Art. Surf, NexGen Tibia RHK, NexGen stem, NexGen Patella, Hi-Fatigue G cement - kostný cement 1x40g","ZIM","US","set",{"v":0.1,"d":"10.00%"},{"v":19580,"d":"19,580.00"},{"v":16080.9,"d":"16,080.90"},{"v":3499.1,"d":"3,499.10"},{"v":0.17870799999999998,"d":"17.8708%"},"S","ORT(DFNBA, BA I OTK, KOTPÚ KE), ZP",90213100]
[2834,{"$nulls":3},"XC2.13 Revízna TEP kolenného kĺbu - artikulačnej vložky tibiálnej komponenty",{"$nulls":10},{"v":499.73,"d":"499.730000"},"ks"]
[2835,"XC2.13","X00604","P54375,P84777","Revízna TEP kolenného kĺbu","NexGen Art. Surf. CR, LPS/LPS-flex, LPS-Prolong Mobile PE vložka","ZIM","US","ks",{"v":0.1,"d":"10.00%"},{"v":230,"d":"230.00"},{"v":230,"d":"230.00"},{"v":0,"d":"0.00"},{"v":0,"d":"0.0000%"},"I","ORT, UCH",90213100]
[2836,"XC2.13","X00431","P59566","Revízna TEP kolenného kĺbu - artikulačnej vložky tibiálnej komponenty","Revízna TEP kolenného kĺbu - artikulačnej vložky tibiálnej komponenty","BEZ","CZ","ks",{"v":0.1,"d":"10.00%"},359.39,359.39,{"v":0,"d":"0.00"},{"v":0,"d":"0.0000%"},"I","ORT, UCH",90213100]
[2837,"XC2.13","X00483","P79784","TEP kolenného kĺbu MC2","polyetylénové rotačné plató","C2F","FR","ks",{"v":0.1,"d":"10.00%"},{"v":401.5,"d":"401.50"},{"v":401.5,"d":"401.50"},{"v":0,"d":"0.00"},{"v":0,"d":"0.0000%"},"I","ORT, UCH",90213100]
[2838,"XC2.13","X03935","P87660","Revízna TEP kolenného kĺbu Vega","artikulačná vložka","AES","DE","set",{"v":0.1,"d":"10.00%"},498.52,498.52,{"v":0,"d":"0.00"},{"v":0,"d":"0.0000%"},"I","ORT, UCH",90213100]
[2839,"XC2.13","X00432","P72295","Revízna TEP kolenného kĺbu Columbus Revision","artikulačná vložka","AES","DE","ks",{"v":0.1,"d":"10.00%"},499.73,499.73,{"v":0,"d":"0.00"},{"v":0,"d":"0.0000%"},"I","ORT, UCH",90213100]
[2840,"XC2.13","X00430","P64927,P31837,P64928,P84406","artikulačné vložky na všetky typy kolena DePuy - k revíziám","TEP kolenného kĺbu - len vložky","DPI","US","ks",{"v":0.1,"d":"10.00%"},{"v":1028.5,"d":"1,028.50"},499.73,528.77,{"v":0.514118,"d":"51.4118%"},"S","ORT, UCH",90213100]
[2841,{"$nulls":3},"XC2.14 Revízna TEP kolenného kĺbu - jednej z komponent revíznym implantátom a artikulačnej vložky",{"$nulls":10},{"v":5142.5,"d":"5,142.500000"},"set"]
[2842,"XC2.14","X05224","P96018","Endoprotéza kolenného kĺbu Persona","rôzne druhy a veľkosti","ZIM","US","set",{"v":0.1,"d":"10.00%"},{"v":2672.89,"d":"2,672.89"},{"v":2672.89,"d":"2,672.89"},{"v":0,"d":"0.00"},{"v":0,"d":"0.0000%"},"I","ORT, UCH",90211010]
[2843,"XC2.14","X00436","P72295","Revízna TEP kolenného kĺbu Columbus Revision","jeden komponent a artikulačná vložka.","AES","DE","set",{"v":0.1,"d":"10.00%"},{"v":2674.1,"d":"2,674.10"},{"v":2674.1,"d":"2,674.10"},{"v":0,"d":"0.00"},{"v":0,"d":"0.0000%"},"I","ORT, UCH",90213100]
[2844,"XC2.14","X02040","P79779,P79784,P87547","Revízna TEP kolenného kĺbu MC3 - 1 revízna komponenta","rotačná cementovaná pri použití revíznej tibiálnej komponenty,  primárnej femorálnej komponenty a primárnej mobilnej vložky","C2F","FR","set",{"v":0.1,"d":"10.00%"},{"v":2937.26,"d":"2,937.26"},{"v":2937.26,"d":"2,937.26"},{"v":0,"d":"0.00"},{"v":0,"d":"0.0000%"},"I","ORT, UCH",90213100]
[2845,"XC2.14","X00435","P59566","Revízna TEP kolenného kĺbu - jednej z komponent revíznym implantátom a artikulačnej vložky","Revízna TEP kolenného kĺbu - jednej z komponent revíznym implantátom a artikulačnej vložky","BEZ","CZ","set",{"v":0.1,"d":"10.00%"},{"v":3850,"d":"3,850.00"},{"v":3850,"d":"3,850.00"},{"v":0,"d":"0.00"},{"v":0,"d":"0.0000%"},"I","ORT, UCH",90213100]
[2846,"XC2.14","X00603","P54375,P82820,P54373,P87924","Revízna TEP kolenného kĺbu","Cementovaný femur NexGen LPS, LPS-Flex Option, NexGen Tibia - Precoat, NexGen Art. Surf. LPS/LPS-flex PE vložka, NexGen driek rovný, NexGen driek ofsetový, NexGen Tibiálna augmentácia, Kostný cement","ZIM","US","set",{"v":0.1,"d":"10.00%"},{"v":4714,"d":"4,714.00"},{"v":4714,"d":"4,714.00"},{"v":0,"d":"0.00"},{"v":0,"d":"0.0000%"},"I","ORT, UCH",90213100]
[2847,"XC2.14","X02388","P72296","Revízna TEP kolenného kĺbu e.motion","jeden komponent a artikulačná vložka","AES","DE","set",{"v":0.1,"d":"10.00%"},{"v":4776.7,"d":"4,776.70"},{"v":4776.7,"d":"4,776.70"},{"v":0,"d":"0.00"},{"v":0,"d":"0.0000%"},"I","ORT, UCH",9021310]
[2848,"XC2.14","X03844","P87660","Revízna TEP kolenného kĺbu Vega","jeden komponent a artikulačná vložka","AES","DE","set",{"v":0.1,"d":"10.00%"},{"v":5000.93,"d":"5,000.93"},{"v":5000.93,"d":"5,000.93"},{"v":0,"d":"0.00"},{"v":0,"d":"0.0000%"},"I","ORT, UCH",90213100]
[2849,"XC2.14","X04093","P96236","Endoprotéza kolenná úplná Legion / Profix","rôzne modely a veľkosti","SND","US","set",{"v":0.1,"d":"10.00%"},{"v":5140,"d":"5,140.00"},{"v":5140,"d":"5,140.00"},{"v":0,"d":"0.00"},{"v":0,"d":"0.0000%"},"I","ORT, UCH",90213100]
[2850,"XC2.14","X00434","P64927","Revízna TEP kolenného kĺbu - FIXNÁ","cementovaná revízna TEP kolenného kĺbu - len jedna komponenta","DPI","US","set",{"v":0.1,"d":"10.00%"},{"v":5142.5,"d":"5,142.50"},{"v":5142.5,"d":"5,142.50"},{"v":0,"d":"0.00"},{"v":0,"d":"0.0000%"},"I","ORT, UCH",90213100]
[2851,"XC2.14","X00433","P64927,P64928","Revízna TEP kolenného kĺbu - ROTAČNÁ","cementovaná revízna TEP kolenného kĺbu - len jedna komponenta","DPI","US","set",{"v":0.1,"d":"10.00%"},{"v":5142.5,"d":"5,142.50"},{"v":5142.5,"d":"5,142.50"},{"v":0,"d":"0.00"},{"v":0,"d":"0.0000%"},"I","ORT, UCH",90213100]
[2852,{"$nulls":3},"XC2.15 Revízna TEP kolenného kĺbu - oboch komponentov revíznymi implantátmi a artikulačnej vložky",{"$nulls":10},{"v":8666.02,"d":"8,666.020000"},"set"]
[2853,"XC2.15","X01098","P87547,P79784","Revízna TEP kolenného kĺbu MC3","rotačná cementovaná","C2F","FR","set",{"v":0.1,"d":"10.00%"},{"v":5833.03,"d":"5,833.03"},{"v":5833.03,"d":"5,833.03"},{"v":0,"d":"0.00"},{"v":0,"d":"0.0000%"},"I","ORT, UCH",90213100]
[2854,"XC2.15","X00444","P72295","Revízna TEP kolenného kĺbu Columbus Revision","obidva komponenty a artikulačná vložka.","AES","DE","set",{"v":0.1,"d":"10.00%"},{"v":6077.83,"d":"6,077.83"},{"v":6077.83,"d":"6,077.83"},{"v":0,"d":"0.00"},{"v":0,"d":"0.0000%"},"I","ORT, UCH",90213100]
[2855,"XC2.15","X00440","P64927","Revízna TEP kolenného kĺbu - FIXNÁ","cementovaná revízna TEP kolenného kĺbu","DPI","US","set",{"v":0.1,"d":"10.00%"},{"v":6763.9,"d":"6,763.90"},{"v":6763.9,"d":"6,763.90"},{"v":0,"d":"0.00"},{"v":0,"d":"0.0000%"},"I","ORT, UCH",90213100]
[2856,"XC2.15","X00443","P84051","Revízna TEP kolenného kĺbu Enduro","obidva komponenty a artikulačná vložka.","AES","DE","set",{"v":0.1,"d":"10.00%"},{"v":7045.83,"d":"7,045.83"},{"v":7045.83,"d":"7,045.83"},{"v":0,"d":"0.00"},{"v":0,"d":"0.0000%"},"I","ORT, UCH",90213100]
[2857,"XC2.15","X00460","P22134","Endo Modell rotačné koleno","4 rôzne veľkosti pre pravé, 4 veľkosti pre ľavé koleno","WAL","DE","set",{"v":0.1,"d":"10.00%"},{"v":7060.35,"d":"7,060.35"},{"v":7060.35,"d":"7,060.35"},{"v":0,"d":"0.00"},{"v":0,"d":"0.0000%"},"I","ORT, UCH",90213100]
[2858,"XC2.15","X00441","P59566","Revízna TEP kolenného kĺbu - oboch komponent revíznymi implantátmi a artikulačnej vložky","Revízna TEP kolenného kĺbu -SVR, CMS, kostný cement s ATB","BEZ","CZ","set",{"v":0.1,"d":"10.00%"},{"v":7232.38,"d":"7,232.38"},{"v":7232.38,"d":"7,232.38"},{"v":0,"d":"0.00"},{"v":0,"d":"0.0000%"},"I","ORT, UCH",90213100]
[2859,"XC2.15","X04818","P99502","Systém revízny kolenný s fixnými komponentami ATTUNE","systém implantátov a inštrumentov","DPI","IR","set",{"v":0.1,"d":"10.00%"},{"v":7240.04,"d":"7,240.04"},{"v":7240.04,"d":"7,240.04"},{"v":0,"d":"0.00"},{"v":0,"d":"0.0000%"},"I","ORT, UCH",90213100]
[2860,"XC2.15","X00439","P64927,P64928","Revízna TEP kolenného kĺbu - ROTAČNÁ","cementovaná revízna TEP kolenného kĺbu","DPI","US","set",{"v":0.1,"d":"10.00%"},{"v":7247.9,"d":"7,247.90"},{"v":7247.9,"d":"7,247.90"},{"v":0,"d":"0.00"},{"v":0,"d":"0.0000%"},"I","ORT, UCH",90213100]
[2861,"XC2.15","X02389","P72296","Revízna TEP kolenného kĺbu e.motion","obidva komponenty a artikulačná vložka","AES","DE","set",{"v":0.1,"d":"10.00%"},{"v":8408.58,"d":"8,408.58"},{"v":8408.58,"d":"8,408.58"},{"v":0,"d":"0.00"},{"v":0,"d":"0.0000%"},"I","ORT, UCH",9021310]
[2862,"XC2.15","X04095","P96236","Endoprotéza kolenná úplná Legion / Profix","rôzne modely a veľkosti","SND","US","set",{"v":0.1,"d":"10.00%"},{"v":8600,"d":"8,600.00"},{"v":8600,"d":"8,600.00"},{"v":0,"d":"0.00"},{"v":0,"d":"0.0000%"},"I","ORT, UCH",90213100]
[2863,"XC2.15","X04098","P96237,P96238,P96239,P96240,P96241,P96242,P96243,P96244","Endoprotéza kolenná úplná modulárna RT-PLUS","rôzne modely a veľkosti","SND","US","set",{"v":0.1,"d":"10.00%"},{"v":8600,"d":"8,600.00"},{"v":8600,"d":"8,600.00"},{"v":0,"d":"0.00"},{"v":0,"d":"0.0000%"},"I","ORT, UCH",90213100]
[2864,"XC2.15","X04071","P96212,P96213,P96214,P96215,P96216","Endoprotéza kolenná úplná RT-PLUS","rôzne modely a veľkosti","SND","US","set",{"v":0.1,"d":"10.00%"},{"v":8600,"d":"8,600.00"},{"v":8600,"d":"8,600.00"},{"v":0,"d":"0.00"},{"v":0,"d":"0.0000%"},"I","ORT, UCH",90213100]
[2865,"XC2.15","X03607","P22134","Revízna TEP kolenného kĺbu Endo-Model SL rotačá / uzamknutá","Endo-Model SL rôznych veľkostí femorálnych a tibiálnych komponentov v rotačnéj alebo uzamknutej (hinge) verzií.","WAL","DE","set",{"v":0.1,"d":"10.00%"},{"v":8650.94,"d":"8,650.94"},{"v":8650.94,"d":"8,650.94"},{"v":0,"d":"0.00"},{"v":0,"d":"0.0000%"},"I","ORT, UCH",90213100]
[2866,"XC2.15","X00602","P54375,P54373,P87924","Revízna TEP kolenného kĺbu","Cementovaný femur NexGen LCCK, NexGen Tibia - Precoat, NexGen Art. Surf. LCCK, LPS/LPS Flex PE vložka, NexGen driek rovný, NexGen driek ofsetový, NexGen Tibiálna augmentácia, NexGen Femorálna augmentácia, Kostný cement","ZIM","US","set",{"v":0.1,"d":"10.00%"},{"v":8659.99,"d":"8,659.99"},{"v":8659.99,"d":"8,659.99"},{"v":0,"d":"0.00"},{"v":0,"d":"0.0000%"},"I","ORT, UCH",90213100]
[2867,"XC2.15","X00601","P81381,P54373,P87924","Revízna TEP kolenného kĺbu","Cementovaný femur NexGen RHK, NexGen Tibia RHK, NexGen Art. Surf. RHK PE vložka, NexGen driek rovný, NexGen driek ofsetový, NexGen Tibiálna augmentácia, Kostný cement","ZIM","US","set",{"v":0.1,"d":"10.00%"},{"v":8659.99,"d":"8,659.99"},{"v":8659.99,"d":"8,659.99"},{"v":0,"d":"0.00"},{"v":0,"d":"0.0000%"},"I","ORT, UCH",90213100]
[2868,"XC2.15","X00438","P20104,P77672,P77673,P77674,P77676","Revízna TEP kolenného kĺbu LIMA - oboch komponentov revíznymi implantátmi a artikulačnej vložky","Fem. Komp. CCK veľ. 1-5; Fix. Tib. Plato cem. veľ. 1-5; Tib. Vložka CCK veľ. 1-5, h=10,12,14,17,20 mm; Tib. Augment; Dist. Fem. Augment; Poster. Fem. Augment; Tib. Modul; Fem. Modul; Tib. Driek; Fem. Driek; Driek","LIM","IT","set",{"v":0.1,"d":"10.00%"},{"v":8666.02,"d":"8,666.02"},{"v":8666.02,"d":"8,666.02"},{"v":0,"d":"0.00"},{"v":0,"d":"0.0000%"},"I","ORT, UCH",90213100]
[2869,"XC2.15","X02398","P89092","Revízna TEP kolenného kĺbu oboch komponent s použitím špeciálnych augmentov","BalanSys revízny systém- anatomické revízne koleno, femur ľavý a pravý v 5 veľkostiach(A-F), revízny inlay","MHG","CH","set",{"v":0.1,"d":"10.00%"},{"v":11253,"d":"11,253.00"},{"v":8666.02,"d":"8,666.02"},{"v":2586.98,"d":"2,586.98"},{"v":0.229892,"d":"22.9892%"},"S","ORT, UCH",90213100]
[2870,{"$nulls":3},"XC2.16 Revízna TEP kolenného kĺbu-oboch komponentov revíznymi implantátmi a artikulačnej vložky s použitím špeciálnych augmentačných materiálov",{"$nulls":10},{"v":11285.92,"d":"11,285.920000"},"ks"]
[2871,"XC2.16","X04819","P99502","Systém revízny kolenný s fixnými komponentami ATTUNE","systém implantátov a inštrumentov","DPI","IR","set",{"v":0.1,"d":"10.00%"},{"v":8572.85,"d":"8,572.85"},{"v":8572.85,"d":"8,572.85"},{"v":0,"d":"0.00"},{"v":0,"d":"0.0000%"},"I","ORT(BA I,II OTK, DFNBA, MT, KE, PO, BB, RU), ZP",90213100]
[2872,"XC2.16","X01087","P64927,P64928","Revízna TEP kolenného kĺbu - ROTAČNÁ/FIXNÁ","revízna TEP kolenného kĺbu s možnosťou využitia tibiálnych/fermorálnych aurmentácií rôznych veľkostí, driekov rôznych veľkostí, ako aj metafyz. púzdier na tibiálnej i femorálnej strane pri veľkých kostných defektoch","DPI","US","set",{"v":0.1,"d":"10.00%"},{"v":8578.9,"d":"8,578.90"},{"v":8578.9,"d":"8,578.90"},{"v":0,"d":"0.00"},{"v":0,"d":"0.0000%"},"I","ORT(BA I,II OTK, DFNBA, MT, KE, PO, BB, RU), ZP",90213100]
[2873,"XC2.16","X01360","P54375,P54373,P81381,P90078,P87924","Revízna TEP kolenného kĺbu oboch komponent s použitím špeciálnych augmentov","NexGen Femur LCCK/NexGen Femur RHK, NexGen Tibia Precoat/NexGen Tibia RHK, NexGen Art. Surf. LCCK - PE vložka/NexGen Art. Surf. RHK - PE vložka, NexGen femorálna augmentácia, NexGen tibiálna augmentácia, NexGen stem rovný/ofsetový, Trabecular Metal Diaphyseal femorálny augment/Trabecular Metal Metaphyseal femorálny augment, Trabecular Metal Medium tibiálny augment/Trabecular Metal Large tibiálny augment,Hi-Fatigue G cement - kostný cement 1x40g","ZIM","US","set",{"v":0.1,"d":"10.00%"},{"v":11285.92,"d":"11,285.92"},{"v":11285.92,"d":"11,285.92"},{"v":0,"d":"0.00"},{"v":0,"d":"0.0000%"},"I","ORT(BA I,II OTK, DFNBA, MT, KE, PO, BB, RU), ZP",90213100]
[2874,{"$nulls":3},"XC2.17 Primárna TEP kolenného kĺbu keramická, alebo TEP kolenného kĺbu s antialergickou povrchovou úpravou",{"$nulls":10},{"v":6795.3,"d":"6,795.300000"},"set"]
[2875,"XC2.17","X04715","P92014","Endoprotéza kolenného kĺbu ACS TiN cementovaná","Femorálna komponenta veĺ. 2-6mm,Tibiálna komp. 2-6mm,PE plato vel´.2-6mm, výška 10-20mm, stabilizačný driek -25,35,55mm","ICA","GE","set",{"v":0.1,"d":"10.00%"},{"v":2850,"d":"2,850.00"},{"v":2850,"d":"2,850.00"},{"v":0,"d":"0.00"},{"v":0,"d":"0.0000%"},"I","ORT(BA I,II OTK,DFN BA,MT,KE,PO,BB,RK,ZA), ZP",90213100]
[2876,"XC2.17","X01084","P84776,P54375,P82823,P84778,P87924","TEP kolenného kĺbu","Cementovaný femur NexGen LPS-Flex Option Tivanium, NexGen Tibia - Precoat, NexGen Art. Surf. LPS-flex Prolong PE vložka, NexGen patella, NexGen Taper Plug zátka, Kostný cement","ZIM","US","set",{"v":0.1,"d":"10.00%"},{"v":3517,"d":"3,517.00"},{"v":3517,"d":"3,517.00"},{"v":0,"d":"0.00"},{"v":0,"d":"0.0000%"},"I","ORT(BA I,II OTK,DFN BA,MT,KE,PO,BB,RK,ZA), ZP",90213100]
[2877,"XC2.17","X01201","P72295","TEP kolenného kĺbu AS Columbus s antialergickou úpravou","cementovaná, fixná","AES","DE","set",{"v":0.1,"d":"10.00%"},{"v":4007.28,"d":"4,007.28"},{"v":4007.28,"d":"4,007.28"},{"v":0,"d":"0.00"},{"v":0,"d":"0.0000%"},"I","ORT(BA I,II OTK,DFN BA,MT,KE,PO,BB,RK,ZA), ZP",90213100]
[2878,"XC2.17","X01086","P79313","náhrada kolenného kĺbu LCS TiN- ROTAČNÁ","necementovaná TEP kolenného kĺbu ANTIALERGICKÁ","DPI","US","set",{"v":0.1,"d":"10.00%"},{"v":4081.05,"d":"4,081.05"},{"v":4081.05,"d":"4,081.05"},{"v":0,"d":"0.00"},{"v":0,"d":"0.0000%"},"I","ORT(BA I,II OTK,DFN BA,MT,KE,PO,BB,RK,ZA), ZP",90213100]
[2879,"XC2.17","X00398","P20104,P77672,P77673,P77674,P77676","Cementovaná fixná TEP kolenného kĺbu LIMA","Fem. Komp. Biolox Delta veľ. 1-5; Fix. Tib. plato  veľ. 1-5; Vložka UC fix. CR veľ.1-5, h=10,12,14,17,20 mm; Vložka fix. CR  veľ. 1-5, h=10,12,14,17,20 mm","LIM","IT","set",{"v":0.1,"d":"10.00%"},{"v":5000,"d":"5,000.00"},{"v":5000,"d":"5,000.00"},{"v":0,"d":"0.00"},{"v":0,"d":"0.0000%"},"I","ORT(BA I,II OTK,DFN BA,MT,KE,PO,BB,RK,ZA), ZP",90213100]
[2880,"XC2.17","X00409","P20104,P77672,P77673,P77674,P77676","Cementovaná TEP kolenného kĺbu LIMA - PE tíbia","Fem. Komp. Biolox Delta veľ. 1-5; Tibiálne plato All poly veľ. 1-5, h=10,12,14,17,20 mm","LIM","IT","set",{"v":0.1,"d":"10.00%"},{"v":5000,"d":"5,000.00"},{"v":5000,"d":"5,000.00"},{"v":0,"d":"0.00"},{"v":0,"d":"0.0000%"},"I","ORT(BA I,II OTK,DFN BA,MT,KE,PO,BB,RK,ZA), ZP",90213100]
[2881,"XC2.17","X04090","P96235","Endoprotéza kolenná úplná Genesis / Genesis II / Genesis II All / Genesis / I/II","rôzne modely a veľkosti","SND","US","set",{"v":0.1,"d":"10.00%"},{"v":6001.6,"d":"6,001.60"},{"v":6001.6,"d":"6,001.60"},{"v":0,"d":"0.00"},{"v":0,"d":"0.0000%"},"I","ORT(BA I,II OTK,DFN BA,MT,KE,PO,BB,RK,ZA), ZP",90213100]
[2882,"XC2.17","X04094","P96236","Endoprotéza kolenná úplná Legion / Profix","rôzne modely a veľkosti","SND","US","set",{"v":0.1,"d":"10.00%"},{"v":6001.6,"d":"6,001.60"},{"v":6001.6,"d":"6,001.60"},{"v":0,"d":"0.00"},{"v":0,"d":"0.0000%"},"I","ORT(BA I,II OTK,DFN BA,MT,KE,PO,BB,RK,ZA), ZP",90213100]
[2883,"XC2.17","X03845","P87660","TEP kolenného kĺbu Vega AS s antialergickou úpravou","cementovaná, fixná","AES","DE","set",{"v":0.1,"d":"10.00%"},{"v":6137.12,"d":"6,137.12"},{"v":6137.12,"d":"6,137.12"},{"v":0,"d":"0.00"},{"v":0,"d":"0.0000%"},"I","ORT(BA I,II OTK,DFN BA,MT,KE,PO,BB,RK,ZA), ZP",90213100]
[2884,"XC2.17","X01200","P72296","TEP kolenného kĺbu AS e.motion s antialergickou úpravou","cementovaná, rotačná","AES","DE","set",{"v":0.1,"d":"10.00%"},{"v":6795.3,"d":"6,795.30"},{"v":6795.3,"d":"6,795.30"},{"v":0,"d":"0.00"},{"v":0,"d":"0.0000%"},"I","ORT(BA I,II OTK,DFN BA,MT,KE,PO,BB,RK,ZA), ZP",90213100]
[2885,{"$nulls":3},"XC2.18 Revízna TEP kolenného kĺbu keramická, alebo TEP kolenného kĺbu s antialergickou povrchovou úpravou",{"$nulls":10},{"v":9734.99,"d":"9,734.990000"},"set"]
[2886,"XC2.18","X01199","P72295","Revízna TEP kolenného kĺbu AS Columbus PSA s antialergickou úpravou","obidva komponenty a artikulačná vložka","AES","DE","set",{"v":0.1,"d":"10.00%"},{"v":7956.29,"d":"7,956.29"},{"v":7956.29,"d":"7,956.29"},{"v":0,"d":"0.00"},{"v":0,"d":"0.0000%"},"I","ORT(BA I,II OTK,DFN BA,MT,KE,PO,BB,RK,ZA), ZP",90213100]
[2887,"XC2.18","X04096","P96236","Endoprotéza kolenná úplná Legion / Profix","rôzne modely a veľkosti","SND","US","set",{"v":0.1,"d":"10.00%"},{"v":9002.4,"d":"9,002.40"},{"v":9002.4,"d":"9,002.40"},{"v":0,"d":"0.00"},{"v":0,"d":"0.0000%"},"I","ORT(BA I,II OTK,DFN BA,MT,KE,PO,BB,RK,ZA), ZP",90213100]
[2888,"XC2.18","X02019","P84051","Revízna TEP kolenného kĺbu AS Enduro s antialergickou úpravou","obidva komponenty a artikulačná vložka","AES","DE","set",{"v":0.1,"d":"10.00%"},{"v":9499.71,"d":"9,499.71"},{"v":9499.71,"d":"9,499.71"},{"v":0,"d":"0.00"},{"v":0,"d":"0.0000%"},"I","ORT(BA I,II OTK,DFN BA,MT,KE,PO,BB,RK,ZA), ZP",90213100]
[2889,"XC2.18","X01198","P72296","Revízna TEP kolenného kĺbu AS e.motion s antialergickou úpravou","obidva komponenty a artikulačná vložka","AES","DE","set",{"v":0.1,"d":"10.00%"},{"v":9734.99,"d":"9,734.99"},{"v":9734.99,"d":"9,734.99"},{"v":0,"d":"0.00"},{"v":0,"d":"0.0000%"},"I","ORT(BA I,II OTK,DFN BA,MT,KE,PO,BB,RK,ZA), ZP",90213100]
[2890,{"$nulls":3},"XC3 Komponenty pre náhrady ostatných kĺbov"]
[2891,{"$nulls":3},"XC3.1 TEP ramena",{"$nulls":10},{"v":3174.76,"d":"3,174.760000"},"set"]
[2892,"XC3.1","X00449","P31838","náhrada ramenného kĺbu GLOBAL TEP","humerálny driek, polyetylénový glenoid","DPI","US","set",{"v":0.1,"d":"10.00%"},{"v":3025.46,"d":"3,025.46"},{"v":3025.46,"d":"3,025.46"},{"v":0,"d":"0.00"},{"v":0,"d":"0.0000%"},"I","ORT, UCH",90213100]
[2893,"XC3.1","X02392","P82227,P82228,P82229,P82230,P82231,P82232,P82233,P82234,P82383,P91947","TEP ramena","AS Inverse Humerálna jamka, AS Inverse Humerálna PE jamka, AS Humerálna/glenoidná hlavica, AS Glenoid cementovaný, AS Humerálny stem, AS Inverse/reverse skrutkový systém,AS Humerálny stem necementovaný, AS TM humerálny driek, AS TM polyetylénová vložka, AS TM pilier, AS TM spacer driekový","ZIM","CH","set",{"v":0.1,"d":"10.00%"},{"v":3169.99,"d":"3,169.99"},{"v":3169.99,"d":"3,169.99"},{"v":0,"d":"0.00"},{"v":0,"d":"0.0000%"},"I","ORT, UCH",9021109000]
[2894,"XC3.1","X00447","P77668,P77669,P77670,P77671,P77674,P77676","TEP Ramena LIMA","Driek cem.veľ. 12,14,16,18,20mm;Driek nec.veľ.14-24mm;Driek nec.krátky veľ.14-26 mm;Driek cem.Rev.Dĺžka 150,180a200mm priemer 13a15 mm;Driek nec.Rev.Dĺžka 150a180mm priemer 13-16mm;Driek LR dĺžka 50a80mm priemer 7a10mm;Modulárny augment 20,30,40a50mm;Hum.telo;Hum.trauma telo veľ.S,M,L;Adaptér veľ.0,+2,+4,+8(aj v dlhom prevedení);Hum.hlavica veľ. 42-54mm (po 2mm);Hum.CTA hlavica veľ.42-54mm(po 4mm);Glenoid cem.Small-R,Small,STD;Glenoid nec.Small-R,Small,STD,Large;Glenoid TT SMR Axioma;CTA adaptér; krúžok;cer.páska;skrutka veľ.20-60mm(po 5mm);Rev.hum.telo veľ.S,M+trauma;Rev.vložka 36veľ.Std,+3a+6mm(aj v retentívnom prevedení);Rev.vložka 40mm,44mm veľ.S,M,L, Lat/M, Lat/L;Glenosféra 36mm veľ.Small-R,STD(aj ecc. prevedenie);Glenosféra 40mm;Glenosféra 44mm(aj ecc. prevedenie);Konektor so skrutkou Small-R,STD;Extenzia+9mm;Bezdriekový systém SMR stemless;TT hybridný glenoid;TT Augmented 360 st.glenoid;Lateralizovaný konektor so skrutkou;Reverzné vložky 36mm-LimaVit;140 st.hum.telo so skrutkou","LIM","IT","set",{"v":0.1,"d":"10.00%"},{"v":3174.68,"d":"3,174.68"},{"v":3174.68,"d":"3,174.68"},{"v":0,"d":"0.00"},{"v":0,"d":"0.0000%"},"I","ORT, UCH",90213100]
[2895,"XC3.1","X03073","P54556","Endoprotéza ramenného kĺbu Arthrex","rôznych veľkostí a typov","AEH","DE","set",{"v":0.1,"d":"10.00%"},{"v":3174.76,"d":"3,174.76"},{"v":3174.76,"d":"3,174.76"},{"v":0,"d":"0.00"},{"v":0,"d":"0.0000%"},"I","ORT, UCH",90211010]
[2896,"XC3.1","X00448","P80859","náhrada ramenného kĺbu DELTA X TEND  Reverzná TEP","humerálny driek, polyetylénová vložka a glenoid","DPI","FR","set",{"v":0.1,"d":"10.00%"},{"v":3174.76,"d":"3,174.76"},{"v":3174.76,"d":"3,174.76"},{"v":0,"d":"0.00"},{"v":0,"d":"0.0000%"},"I","ORT, UCH",90213100]
[2897,"XC3.1","X03936","P89500","TEP ramena  -  Affinis Mathys","Affinis - rôzne typy a veľkosti","MHG","CH","set",{"v":0.1,"d":"10.00%"},{"v":3174.76,"d":"3,174.76"},{"v":3174.76,"d":"3,174.76"},{"v":0,"d":"0.00"},{"v":0,"d":"0.0000%"},"I","ORT, UCH",9021]
[2898,{"$nulls":3},"XC3.2 Hemiartroplastika ramena",{"$nulls":10},{"v":721.16,"d":"721.160000"},"set"]
[2899,"XC3.2","X00453","P59567","Hemiatroplastika ramena","Úrazová endoprotéza ramenného kĺbu a kostným cementom s ATB","BEZ","CZ","set",{"v":0.1,"d":"10.00%"},521.26,521.26,{"v":0,"d":"0.00"},{"v":0,"d":"0.0000%"},"I","ORT, UCH",90213100]
[2900,{"$nulls":3},"XC3.3 Indiviuálne modulárna TEP ramena, alebo hemiprotéza ramena",{"$nulls":10},{"v":2799.94,"d":"2,799.940000"},"set"]
[2901,"XC3.3","X02405","P91754","Individuálne modulárna TEP ramena, alebo hemiprotéza ramena","Sidus Humerálna kotva bezdrieková, Sidus Humerálna hlavica","ZIM","CH","set",{"v":0.1,"d":"10.00%"},{"v":2749.99,"d":"2,749.99"},{"v":2749.99,"d":"2,749.99"},{"v":0,"d":"0.00"},{"v":0,"d":"0.0000%"},"I","ORT(BA I,II OTK,DFN BA,MT,KE,PO,BB,RK,ZA), ZP",9021109000]
[2902,"XC3.3","X00452","P77668,P77669,P77670,P77671,P77674,P77676","Hemiartroplastika Ramena LIMA","Driek cementovaný veľ. 12,14,16,18,20mm; Driek necementovaný veľ. 14-24mm; Driek necementovaný krátky veľ.14-26 mm; Driek cement. Rev. Dĺžka 150,180 a 200mm priemer 13 a 15 mm; Driek necem. Rev. Dĺžka 150 a 180mm priemer 13-16mm; Driek LR dĺžka 50 a 80mm priemer 7 a 10mm; Modulárny augnent 20,30,40 a 50mm; Humerálne telo; Humerálne trauma telo veľ. S,M,L; Adaptér veľ. 0,+2,+4,+8 (aj v dlhom prevedení); Humerálna hlavica veľ. 42-54mm (po 2mm); Humerálna CTA hlavica veľ. 42-54mm (po 4mm); Krúžok; cerklážna páska","LIM","IT","set",{"v":0.1,"d":"10.00%"},{"v":2799.94,"d":"2,799.94"},{"v":2799.94,"d":"2,799.94"},{"v":0,"d":"0.00"},{"v":0,"d":"0.0000%"},"I","ORT(BA I,II OTK,DFN BA,MT,KE,PO,BB,RK,ZA), ZP",90213100]
[2903,"XC3.3","X00454","P71278","Epoca (Shoulder Hemiarthroplasty system)","Driek protézy necementovaný s HA povrchom: materiál TAV titánová zlúčenina s vanádiom, dĺžka 115 - 135 mm. Driek protézy cementovaný, materiál oceľ, dĺžka 115-135 mm. Excentrická skrutka z materiálu TAV. Hlavica protézy - materiál oceľ, priemer 40-58 mm, výška 15 - 21,75 mm.Hlavica protézy pre pacientov alergických na nikel - materiál oceľ s TiNb povrchom, priemer 40 - 58 mm, výška 15 - 21,75 mm. Oceľové lanko Tubercable priemer 1 mm","SYT-CH","CH","set",{"v":0.1,"d":"10.00%"},{"v":2904,"d":"2,904.00"},{"v":2799.94,"d":"2,799.94"},104.06,{"v":0.035833,"d":"3.5833%"},"S","ORT(BA I,II OTK,DFN BA,MT,KE,PO,BB,RK,ZA), ZP",90213100]
[2904,"XC3.3","X00002","P31838","náhrada ramenného kĺbu GLOBAL CKP","humerálny driek vrátane humerálnej hlavice - hemiartroplastika","DPI","US","set",{"v":0.1,"d":"10.00%"},{"v":3174.76,"d":"3,174.76"},{"v":2799.94,"d":"2,799.94"},374.82,{"v":0.118062,"d":"11.8062%"},"S","ORT(BA I,II OTK,DFN BA,MT,KE,PO,BB,RK,ZA), ZP",90213100]
[2905,{"$nulls":3},"XC3.4 TEP lakťa",{"$nulls":10},{"v":3025,"d":"3,025.000000"},"set"]
[2906,"XC3.4","X00594","P69818,P87924","TEP lakťa","CM Humerus - ramenný driek, CM Ulna - lakťový driek, Kostný cement","ZIM","US","set",{"v":0.1,"d":"10.00%"},{"v":3014.99,"d":"3,014.99"},{"v":3014.99,"d":"3,014.99"},{"v":0,"d":"0.00"},{"v":0,"d":"0.0000%"},"I","ORT, UCH",90213100]
[2907,"XC3.4","X03763","P89565","TEP lakťa","Discovery elbow system","LIM","IT","set",{"v":0.1,"d":"10.00%"},{"v":3025,"d":"3,025.00"},{"v":3025,"d":"3,025.00"},{"v":0,"d":"0.00"},{"v":0,"d":"0.0000%"},"I","ORT, UCH",90213100]
[2908,{"$nulls":3},"XC3.5 TEP členka",{"$nulls":10},{"v":2528.9,"d":"2,528.900000"},"set"]
[2909,"XC3.5","X04716","P92015","Náhrada členkového kĺbu Taric","Talárna komponenta necement. s HA,veĺ. 0-3mm, tibia necement.s HA,veĺ 0-4mm, PE vložka vel´. 0-3mm,výška 5-14mm.","ICA","GE","set",{"v":0.1,"d":"10.00%"},{"v":1861.52,"d":"1,861.52"},{"v":1861.52,"d":"1,861.52"},{"v":0,"d":"0.00"},{"v":0,"d":"0.0000%"},"I","ORT, UCH",90213100]
[2910,"XC3.5","X00455","P89066","Endoprotéza členkového kĺbu Biomet","Rebalance Ankle","BIM-GB","UK","set",{"v":0.1,"d":"10.00%"},{"v":2169.8,"d":"2,169.80"},{"v":2169.8,"d":"2,169.80"},{"v":0,"d":"0.00"},{"v":0,"d":"0.0000%"},"I","ORT, UCH",90213100]
[2911,"XC3.5","X04938","P99329","Protéza členkového kĺbu Zimmer TM Total Ankle","rôzne veľkosti","ZIM","US","set",{"v":0.1,"d":"10.00%"},{"v":2200,"d":"2,200.00"},{"v":2200,"d":"2,200.00"},{"v":0,"d":"0.00"},{"v":0,"d":"0.0000%"},"I","ORT, UCH",90189084]
[2912,{"$nulls":3},"XC3.6 Individuálna náhrada hlavičky a krčka rádia",{"$nulls":10},{"v":998.25,"d":"998.250000"},"set"]
[2913,"XC3.6","X01103","P89410","Individuálna náhrada hlavičky a krčka rádia s kostným cementom","Individuálna náhrada hlavičky a krčka rádia s kostným cementom","BEZ","CZ","set",{"v":0.1,"d":"10.00%"},713.71,713.71,{"v":0,"d":"0.00"},{"v":0,"d":"0.0000%"},"I","ORT, UCH",90213100]
[2914,"XC3.6","X03759","P85353","Implantát hlavičky vretennej kosti ExploR","Modulárny radiálny hlavicový systém, s príslušenstvom","BIM- GB","UK","set",{"v":0.1,"d":"10.00%"},998.25,998.25,{"v":0,"d":"0.00"},{"v":0,"d":"0.0000%"},"I","ORT, UCH",90213100]
[2915,"XC3.6","X03612","P71278","Protéza hlavičky rádia","hlavička a driek","SYT","CH","set",{"v":0.1,"d":"10.00%"},998.25,998.25,{"v":0,"d":"0.00"},{"v":0,"d":"0.0000%"},"I","ORT, UCH",90213100]
[2916,{"$nulls":3},"XC3.7 Endoprotéza karpometakarpálneho kĺbu palca",{"$nulls":10},{"v":1327.37,"d":"1,327.370000"},"set"]
[2917,"XC3.7","X03621","P91523,P39147,P93015","TEP trapeziometakarpálneho kĺbu","TEP trapeziometakarpálneho kĺbu - typ T pozostávajúca z drieku, jamky, krčku s hlavicou","BEZ","CZ","set",{"v":0.1,"d":"10.00%"},{"v":1220.5,"d":"1,220.50"},{"v":1220.5,"d":"1,220.50"},{"v":0,"d":"0.00"},{"v":0,"d":"0.0000%"},"I","ORT, PCH, UCH",90213100]
[2918,"XC3.7","X04773","P98670","Protéza trapéziometakarpálna ARPE","s inštrumentáriom; rôzne druhy a veľkosti","BIM","FR","set",{"v":0.1,"d":"10.00%"},{"v":1325,"d":"1,325.00"},{"v":1325,"d":"1,325.00"},{"v":0,"d":"0.00"},{"v":0,"d":"0.0000%"},"I","ORT, PCH, UCH",90211010]
[2919,{"$nulls":3},"XC3.8 TEP MCP zhybov",{"$nulls":10},{"v":144.23,"d":"144.230000"},"set"]
[2920,"XC3.8","X00457","P80724,P59207","náhrada MCP zhybov NEUFLEX","silikonový implantát na MCP a PIP zhyby prstov","DPI","US","set",{"v":0.1,"d":"10.00%"},144.23,144.23,{"v":0,"d":"0.00"},{"v":0,"d":"0.0000%"},"I","ORT, PCH, UCH",90213100]
[2921,{"$nulls":3},"XC3.9 Revízna a reverzná TEP ramena",{"$nulls":10},{"v":4417.82,"d":"4,417.820000"},"set"]
[2922,"XC3.9","X05264","P95136","Modulárna reverzná TEP ramena Arthrex","rôznych veľkostí a typov","AEH","DE","set",{"v":0.1,"d":"10.00%"},{"v":4416.5,"d":"4,416.50"},{"v":4416.5,"d":"4,416.50"},{"v":0,"d":"0.00"},{"v":0,"d":"0.0000%"},"I","ORT, UCH",90213100]
[2923,"XC3.9","X00446","P77668,P77669,P77670,P77671,P77674,P77676","TEP Ramena LIMA","Driek cem.veľ.12,14,16,18,20mm;Driek nec.veľ.14-24mm;Driek nec.krátky veľ.14-26 mm;Driek cem.Rev.Dĺžka150,180a200mm priemer13a15 mm;Driek nec.Rev.Dĺžka150a180mm priemer13-16mm;Driek LR dĺžka 50a80mm priemer7a10mm;Modulárny augment20,30,40a50mm;Hum.telo;Hum.trauma telo veľ.S,M,L;Adaptér veľ.0,+2,+4,+8(aj v dlhom prevedení);Hum.hlavica veľ.42-54mm(po 2mm);Hum.CTA hlavica veľ.42-54mm(po 4mm);Glenoid cem.Small-R,Small,STD;Glenoid nec.Small-R,Small,STD,Large;Glenoid TT SMR Axioma;CTA adaptér;krúžok;cer.páska;skrutka veľ.20-60mm(po 5mm);Reverzné hum.telo veľ.S,M+trauma;Rev.vložka36 veľ.Std,+3a+6mm(aj v ret.prevedení);Rev.vložka 40,44mm veľ.S,M,L,Lat/M,Lat/L;Rev.vložka Biolox Delta;Glenosféra 36mm veľ.Small-R,STD(aj ecc.prevedenie);Glenosféra 40mm;Glenosféra 44mm(aj ecc.prevedenie);Konektor so skrutkou Small-R,STD;Extenzia+9mm;Bezdriekový systém SMR stemless;TT hybridný glenoid;TT Augmented 360st.glenoid;Lateralizovaný konektor so skrutkou;Rev.vložky 36 mm-LimaVit;140 st.hum.telo so skrutkou","LIM","IT","set",{"v":0.1,"d":"10.00%"},{"v":4417.77,"d":"4,417.77"},{"v":4417.77,"d":"4,417.77"},{"v":0,"d":"0.00"},{"v":0,"d":"0.0000%"},"I","ORT, UCH",90213100]
[2924,{"$nulls":3},"XC3.10 Individuálne modulárny externý fixátor na priestorovú korekciu deformít u detí",{"$nulls":10},{"v":18823.97,"d":"18,823.970000"},"set"]
[2925,"XC3.10","X01393","P78175","Individuálny externý  modulárny fixátor","indivuduálny pacientsky set","SN","US","set",{"v":0.1,"d":"10.00%"},{"v":18823.97,"d":"18,823.97"},{"v":18823.97,"d":"18,823.97"},{"v":0,"d":"0.00"},{"v":0,"d":"0.0000%"},"I","ORT(DFNBA, BA I OTK), ZP",90211010]
[2926,{"$nulls":3},"XC3.12 Dočasná endoprotéza bedrového, kolenného a ramenného kĺbu",{"$nulls":10},{"v":825,"d":"825.000000"},"ks"]
[2927,"XC3.12","X05052","P88973,P88975,P99040","Dočasná endoprotéza bedrového, kolenného a ramenného kĺbu SPACER","Dočasný implantát bedrového, kolenného a ramenného kĺbu s obsahom gentamicínu","TCR","IT","ks",{"v":0.1,"d":"10.00%"},{"v":825,"d":"825.00"},{"v":825,"d":"825.00"},{"v":0,"d":"0.00"},{"v":0,"d":"0.0000%"},"I","ORT, UCH",90213100]
[2928,{"$nulls":3},"XC3.13 Systém intramedulárny rastúci na predĺženie končatín",{"$nulls":10},{"v":17611.55,"d":"17,611.550000"},"ks"]
[2929,"XC3.13","X05091","P0944A,P95153","Systém intramedulárny rastúci PRECICE STRYDE","intramedulárny implantát femuru alebo tibie antegrádny alebo retrográdny, v rôznych dĺžkach od 235 mm do 365 mm, v diametroch 10mm, 11.5mm, 13.0mm","NUI","US","set",{"v":0.1,"d":"10.00%"},{"v":17610,"d":"17,610.00"},{"v":17610,"d":"17,610.00"},{"v":0,"d":"0.00"},{"v":0,"d":"0.0000%"},"I","ORT (DFNBA, BA I OTK, ZA, BB, PO, KE, RK, MT) ZP, ZP",90213100]
[2930,"XC3.13","X03871","P95151,P95153","Systém intramedulárny rastúci na predĺženie končatín PRECICE","1ks intramedulárny magnetický implantát pre femur alebo tibiu, diameter 8,5mm,10,7mm, 12,5mm, dĺžky od 160 do 365mm, 2ks uzamykacie skrutky diameter 4 alebo 5mm,","NUI","US","ks",{"v":0.1,"d":"10.00%"},{"v":17611.55,"d":"17,611.55"},{"v":17611.55,"d":"17,611.55"},{"v":0,"d":"0.00"},{"v":0,"d":"0.0000%"},"I","ORT (DFNBA, BA I OTK, ZA, BB, PO, KE, RK, MT) ZP, ZP",90213100]
[2931,{"$nulls":3},"XC3.14 Osteosyntetický intramedulárny systém pediatrický",{"$nulls":10},{"v":3751,"d":"3,751.000000"},"set"]
[2932,"XC3.14","X05211","P0949A","Systém intramedulárny teleskopický Fassier Duval","rôzne dĺžky a diametre komponentov","PGM","CA","set",{"v":0.1,"d":"10.00%"},{"v":3811.5,"d":"3,811.50"},{"v":3751,"d":"3,751.00"},{"v":60.5,"d":"60.50"},{"v":0.015872999999999998,"d":"1.5873%"},"S","ORT, UCH",90213100]
[2933,{"$nulls":3},"XC4 Osteosyntetický materiál"]
[2934,{"$nulls":3},"XC4.1.1 Proximálny femorálny klinec oceľový",{"$nulls":10},{"v":423.5,"d":"423.500000"},"set"]
[2935,"XC4.1.1","X01866","P59921,P59915","PFN- proximálny femorálny kliniec -skrátené klincovanie","kliniec G 11x 135 °, skrutka 2x,zátka 1x,skrutka zaisťovacia 2x, skrutka stavacia 1x","MDN","CZ","set",{"v":0.1,"d":"10.00%"},287.97,287.97,{"v":0,"d":"0.00"},{"v":0,"d":"0.0000%"},"I","ORT, UCH",90211090]
[2936,"XC4.1.1","X03609","P59921,P59915,P59917","Rekonštrukčný proximálny femorálny klinec - skrátené klincovanie, oceľ","klince,skrutka L 2x,skrutka zaisťovacia zosilená 2x,zátka 1x,dlaha 1x,kompresná skrutka 1x","MDN","CZ","set",{"v":0.1,"d":"10.00%"},{"v":385,"d":"385.00"},{"v":385,"d":"385.00"},{"v":0,"d":"0.00"},{"v":0,"d":"0.0000%"},"I","ORT, UCH",90211090]
[2937,"XC4.1.1","X01995","P71278","PFN - Proximálny femorálny klinec","Ocelový intramedulárny fixacný systém (klinec a 4 skrutky) na liecbu proximálnych femorálnych zlomenín.","SYT-CH","CH","set",{"v":0.1,"d":"10.00%"},{"v":423.5,"d":"423.50"},{"v":423.5,"d":"423.50"},{"v":0,"d":"0.00"},{"v":0,"d":"0.0000%"},"I","ORT, UCH",90219090]
[2938,{"$nulls":3},"XC4.1.2 Proximálny femorálny klinec titánový",{"$nulls":10},{"v":1154.99,"d":"1,154.990000"},"set"]
[2939,"XC4.1.2","X02414","P59921,P59915","PFN - proximálny femorálny klinec -skrátené klincovanie","klinec G 11 x 135 °; skrutka 2x, zátka 1x, skrutka zaisťovacia 1x","MDN","CZ","set",{"v":0.1,"d":"10.00%"},{"v":389.1,"d":"389.10"},{"v":389.1,"d":"389.10"},{"v":0,"d":"0.00"},{"v":0,"d":"0.0000%"},"I","ORT, UCH",90211090]
[2940,"XC4.1.2","X01914","P91167,P91169,P91171,P91172","Implantát pre traumatológiu a ortopédiu CHARFIX/CHARFIX2","1 ks klinec proximálny 125°-135°,dĺžka 180-200mm; priemer 10-12mm, 2 ks skrutka nosná proximálna dĺžka 50-120, priemer 6,5-11mm; 2 ks skrutka zaisťovacia dĺžka 50-80mm, priemer 5,5-6-5mm; 1 ks zátka klinca 0-15mm alebo kompresná skrutka","CHP-PL","PL","set",{"v":0.1,"d":"10.00%"},410.32,410.32,{"v":0,"d":"0.00"},{"v":0,"d":"0.0000%"},"I","ORT, UCH",90211090]
[2941,"XC4.1.2","X03610","P59921,P59915,P59917","Rekonštrukčný proximálny femorálny klinec - skrátené klincovanie, titan","klinec G 11x 135°, skrutka 2x, zátka 1x, skrutka zaisťovacia zosilená 2x, dlaha 1x, skrutka kompresná 1x","MDN","CZ","set",{"v":0.1,"d":"10.00%"},485.31,485.31,{"v":0,"d":"0.00"},{"v":0,"d":"0.0000%"},"I","ORT, UCH",90211090]
[2942,"XC4.1.2","X04692","P99051","Klinec kostný","sterilný / nesterilný; rôzne modely","MGZ","PL","ks",{"v":0.1,"d":"10.00%"},494.89,494.89,{"v":0,"d":"0.00"},{"v":0,"d":"0.0000%"},"I","ORT, UCH",90219090]
[2943,"XC4.1.2","X01955","P71278","PFN - Proximálny femorálny klinec","Titanový intramedulárny fixacný systém (klinec a 4 skrutky) na liecbu proximálnych femorálnych zlomenín.","SYT-CH","CH","set",{"v":0.1,"d":"10.00%"},{"v":496.1,"d":"496.10"},{"v":496.1,"d":"496.10"},{"v":0,"d":"0.00"},{"v":0,"d":"0.0000%"},"I","ORT, UCH",90219090]
[2944,"XC4.1.2","X01947","P31841,P31844","Proximálny femorálny klinec","Femorálny klinec v dĺžkach 300 - 460 mm, priemeru 9 - 14 mm","Sanat","HU","set",{"v":0.1,"d":"10.00%"},511.83,511.83,{"v":0,"d":"0.00"},{"v":0,"d":"0.0000%"},"I","ORT, UCH",90219090]
[2945,"XC4.1.2","X04717","P93407","Klinec vnútrodreňový NeoGen AR Nail System","Klinec priemer 9,3-12mm, dlžka 170-240mm, skrutka do krčku priemer 10,5mm/75-120mm, zamykacia drieková skrutka priemer 4,5/5mm, dlzka 26-110 mm, aplikovány 2 ks skrutiek, titánová zliatina","CHV","CR","ks",{"v":0.1,"d":"10.00%"},549.99,549.99,{"v":0,"d":"0.00"},{"v":0,"d":"0.0000%"},"I","ORT, UCH",90219090]
[2946,"XC4.1.2","X05265","P1530A","Implantáty chirurgické na osteosyntézu a traumatológiu","Femorálne klince Super Nail GT, serkláž, kostný pás, femorálna a diafyzárna zátka; rôzne typy","LSM","SM","set",{"v":0.1,"d":"10.00%"},{"v":769.6,"d":"769.60"},{"v":769.6,"d":"769.60"},{"v":0,"d":"0.00"},{"v":0,"d":"0.0000%"},"I","ORT, UCH",90213100]
[2947,"XC4.1.2","X01963","P71278","PFNA, TFNA  - Proximálny Femorálny Klinec Antirotacný","Titanový intramedulárny fixacný systém (klinec, špirálna cepielka a 2 skrutky) na liecbu proximálnych femorálnych zlomenín.","SYT-CH","CH","set",{"v":0.1,"d":"10.00%"},{"v":847,"d":"847.00"},{"v":847,"d":"847.00"},{"v":0,"d":"0.00"},{"v":0,"d":"0.0000%"},"I","ORT, UCH",90219090]
[2948,"XC4.1.2","X04057","P96067","Implantát osteosyntetický - Affixus Nail","rôzne druhy a veľkosti","BIM","US","set",{"v":0.1,"d":"10.00%"},{"v":894,"d":"894.00"},{"v":894,"d":"894.00"},{"v":0,"d":"0.00"},{"v":0,"d":"0.0000%"},"I","ORT, UCH",90219090]
[2949,"XC4.1.2","X01999","P71278","Laterálny femorálny klinec Expert","Titánový intramedulárny fixacný systém (Klinec, 2 x bedrová skrutky, 2 x zaistovacia skrutka) na liecbu zlomenín femuru..","SYT-CH","CH","set",{"v":0.1,"d":"10.00%"},901.45,901.45,{"v":0,"d":"0.00"},{"v":0,"d":"0.0000%"},"I","ORT, UCH",90219090]
[2950,"XC4.1.2","X01925","P74962","Proximálny femorálny klinec Targon PFT krátky","titánový klinec dĺžka 175mm, teleskopická skrutka, antirotačná skrutka, 2  zaisťovacie skrutky","AES","DE","set",{"v":0.1,"d":"10.00%"},901.99,901.99,{"v":0,"d":"0.00"},{"v":0,"d":"0.0000%"},"I","ORT, UCH",90219090]
[2951,"XC4.1.2","X02028","P86185,P86186","Proximálny femorálny klinec titánový","Proximálny femorálny klinec ZNN CMN 1 ks (pr. 10 - 14.5mm, dĺžka 215-480mm), ťahová skrutka  ZNN CMN 1 ks (dĺžka 70-130 mm),  ZNN zaisťovacie skrutky 5.0mm 3 ks (dĺžka 20-100mm), antirotačná skrutka 1 ks, ZNN CMN zaslepovacia hlava 1 ks (dľžka 0-15mm)","ZIM","CH","set",{"v":0.1,"d":"10.00%"},{"v":1154.99,"d":"1,154.99"},{"v":1154.99,"d":"1,154.99"},{"v":0,"d":"0.00"},{"v":0,"d":"0.0000%"},"I","ORT, UCH",9021109000]
[2952,{"$nulls":3},"XC4.1.3 Rekonštrukčný femorálny klinec oceľový",{"$nulls":10},{"v":471.9,"d":"471.900000"},"set"]
[2953,"XC4.1.3","X01868","P59921,P59915","Rekonštrukčný klinec oceľový","klinec rekonštrukčný ľavý, 11X440, 1x skrutková zátka, skrutka zaisťovacia 2x, skrutka 2x","MDN","CZ","set",{"v":0.1,"d":"10.00%"},299.14,299.14,{"v":0,"d":"0.00"},{"v":0,"d":"0.0000%"},"I","ORT, UCH",90211090]
[2954,"XC4.1.3","X02432","P31841,P31844","Trochanterický klinec","Trochanterický klinec v dĺžkach 125 - 460 mm, priemeru 10 - 12 mm, v stupňoch 125, 130 a 135","SANAT","HU","set",{"v":0.1,"d":"10.00%"},439.23,439.23,{"v":0,"d":"0.00"},{"v":0,"d":"0.0000%"},"I","ORT, UCH",90219090]
[2955,"XC4.1.3","X01954","P71278","PFN - long, Dlhý proximálny femorálny klinec","Ocelový intramedulárny fixacný systém (klinec a 4 skrutky) na liecbu proximálnych a diafyzárnych femorálnych zlomenín.","SYT-CH","CH","set",{"v":0.1,"d":"10.00%"},{"v":471.9,"d":"471.90"},{"v":471.9,"d":"471.90"},{"v":0,"d":"0.00"},{"v":0,"d":"0.0000%"},"I","ORT, UCH",90219090]
[2956,{"$nulls":3},"XC4.1.4 Rekonštrukčný femorálny klinec titánový",{"$nulls":10},{"v":1078,"d":"1,078.000000"},"set"]
[2957,"XC4.1.4","X02415","P59921,P59915","Rekonštrukčný klinec Titan","klinec rekonštrukčný ľavý, 11X440,1x skrutková zátka, skrutka zaisťovacia 2x, skrutka 2x","MDN","CZ","set",{"v":0.1,"d":"10.00%"},462.22,462.22,{"v":0,"d":"0.00"},{"v":0,"d":"0.0000%"},"I","ORT, UCH",90211090]
[2958,"XC4.1.4","X04693","P93407","Klinec vnútrodreňový NeoGen AR  Long Nail","Klinec priemer 9,5-12mm, dlžka 320-440mm, 3 zamykacie driekové skrutky - priemer 4,5/5mm, dlzka 26-110 mm, titánová zliatina","CHV","CR","ks",{"v":0.1,"d":"10.00%"},{"v":500,"d":"500.00"},{"v":500,"d":"500.00"},{"v":0,"d":"0.00"},{"v":0,"d":"0.0000%"},"I","ORT, UCH",90219090]
[2959,"XC4.1.4","X01917","P91167,P91169,P91172","Implantát pre traumatológiu a ortopédiu CHARFIX/CHARFIX2","1 ks klinec rekonštrukčný femorálny anatomický univerzálny  125°-135°, 200-480mm, priemer 9-12mm; 2 ks skrutka nosná proximálna kanylovaná dĺžka 50-120mm, priemer 6,5-11mm; 2 ks skrutka zaisťovacia dĺžka 30-90mm; čiapočka alebo kompresná skrutka","CHP-PL","PL","set",{"v":0.1,"d":"10.00%"},{"v":546.8,"d":"546.80"},{"v":546.8,"d":"546.80"},{"v":0,"d":"0.00"},{"v":0,"d":"0.0000%"},"I","ORT, UCH",90211090]
[2960,"XC4.1.4","X01949","P31841,P31844","Trochanterický klinec","Trochanterický klinec v dĺžkach 125 - 460 mm, priemeru 10 - 12 mm, v stupňoch 125, 130 a 135","Sanat","HU","set",{"v":0.1,"d":"10.00%"},692.12,692.12,{"v":0,"d":"0.00"},{"v":0,"d":"0.0000%"},"I","ORT, UCH",90219090]
[2961,"XC4.1.4","X01958","P71278","PFN - long, Dlhý proximálny femorálny klinec","Titanový intramedulárny fixacný systém (klinec a 4 skrutky) na liecbu proximálnych a diafyzárnych femorálnych zlomenín.","SYT-CH","CH","set",{"v":0.1,"d":"10.00%"},{"v":701.8,"d":"701.80"},{"v":701.8,"d":"701.80"},{"v":0,"d":"0.00"},{"v":0,"d":"0.0000%"},"I","ORT, UCH",90219090]
[2962,"XC4.1.4","X01924","P74962","Rekonštrukčný klinec femorálny Targon F","titánový klinec dĺžka 240-480mm, 5 zaisťovacích skrutiek","AES","DE","set",{"v":0.1,"d":"10.00%"},886.08,886.08,{"v":0,"d":"0.00"},{"v":0,"d":"0.0000%"},"I","ORT, UCH",90219090]
[2963,"XC4.1.4","X01997","P71278","Laterálny femorálny klinec Expert","Titánový intramedulárny fixacný systém (Klinec, 2 x bedrová skrutky, 2 x zaistovacia skrutka) na liecbu zlomenín femuru..","SYT-CH","CH","set",{"v":0.1,"d":"10.00%"},901.45,901.45,{"v":0,"d":"0.00"},{"v":0,"d":"0.0000%"},"I","ORT, UCH",90219090]
[2964,"XC4.1.4","X01926","P74962","Rekonštrukčný klinec femorálny Targon PFT dlhý","titánový klinec dĺžka 260-460mm, teleskopická skrutka, antirotačná skrutka, 1-3 zaisťovacie skrutky","AES","DE","set",{"v":0.1,"d":"10.00%"},957.35,957.35,{"v":0,"d":"0.00"},{"v":0,"d":"0.0000%"},"I","ORT, UCH",90219090]
[2965,"XC4.1.4","X02030","P86186,P86165","Rekonštrukčný klinec titánový","Rekonštrukčný klinec ZNN AF 1 ks (pr. 8.3 - 15mm, dĺžka 240 - 480mm), ZNN proximálna skrutka 6.0mm 2 ks (dĺžka 50 - 140 mm),  ZNN zaišťovacie skrutky 5.0mm alebo 4.0mm 4 ks (dĺžka 20 - 100mm),  ZNN AF zaslepovacia hlava 1 ks (dĺžka 0 - 15mm)","ZIM","US","set",{"v":0.1,"d":"10.00%"},{"v":1078,"d":"1,078.00"},{"v":1078,"d":"1,078.00"},{"v":0,"d":"0.00"},{"v":0,"d":"0.0000%"},"I","ORT, UCH",9021109000]
[2966,{"$nulls":3},"XC4.1.5 Dlaha s uhlovo stabilnými skrutkami femorálna",{"$nulls":10},{"v":1331,"d":"1,331.000000"},"set"]
[2967,"XC4.1.5","X05100","P0401A","Systém pre krcok stehennej kosti (FNS)","capy, dlahy, skrutky, drôty, vrták, súpravy","SYT","CH","set",{"v":0.1,"d":"10.00%"},{"v":669,"d":"669.00"},{"v":669,"d":"669.00"},{"v":0,"d":"0.00"},{"v":0,"d":"0.0000%"},"I","ORT, UCH",90211090]
[2968,"XC4.1.5","X01921","P74962","Dlaha s uhlovo stabilnými skrutkami Targon FN","Titánová dlaha 6 otvorová, 2-4 teleskopické skrutky, 2 fixačné skrutky","AES","DE","set",{"v":0.1,"d":"10.00%"},{"v":759,"d":"759.00"},{"v":759,"d":"759.00"},{"v":0,"d":"0.00"},{"v":0,"d":"0.0000%"},"I","ORT, UCH",90219090]
[2969,"XC4.1.5","X03706","P59917,P59915","Dlaha, skrutka kostná a podložka Medin","LCP dlahy na proximálnu časť femuru oceľ","MDN","CZ","set",{"v":0.1,"d":"10.00%"},{"v":1100.01,"d":"1,100.01"},{"v":1100.01,"d":"1,100.01"},{"v":0,"d":"0.00"},{"v":0,"d":"0.0000%"},"I","ORT, UCH",90211090]
[2970,"XC4.1.5","X01977","P71278","Proximálne femorálne dlahy LCP 2.7, 3.5, 4.5/5.0 mm","Ocelový fixacný systém (1 x dlaha s alebo bez háku, 2 x 7,3mm skrutka, 2 x 5mmskrutka, 5 x 2.7/3.5/5mm LCP skrutka) na liecbu proximálnych femorálnych zlomenína/alebo ich kombinácií s rovnakostranou zlomeninou diafýzy","SYT-CH","CH","set",{"v":0.1,"d":"10.00%"},{"v":1331,"d":"1,331.00"},{"v":1331,"d":"1,331.00"},{"v":0,"d":"0.00"},{"v":0,"d":"0.0000%"},"I","ORT, UCH",90219090]
[2971,{"$nulls":3},"XC4.1.6 DHS (dlaha so sklznou skrutkou/skrutkami) femorálna oceľová",{"$nulls":10},{"v":471.9,"d":"471.900000"},"set/1 sklzná, 4 zaisťovacie skrutky"]
[2972,"XC4.1.6","X01849","P59917,P59915","DHS-dlaha so sklznou skrutkou/skrutkami","DHS dlaha, skrutka osteo 1x, skr.kortikálna 4x","MDN","CZ","set",{"v":0.1,"d":"10.00%"},235.21,235.21,{"v":0,"d":"0.00"},{"v":0,"d":"0.0000%"},"I","ORT, UCH",90211090]
[2973,"XC4.1.6","X01920","P74962","Dlaha so sklznou skrutkou Dynamic Hip Screw System","Oceľová dlaha, 1 sklzná skrutka, 4 zaisťovacie skrutky","AES","DE","set",{"v":0.1,"d":"10.00%"},469.48,469.48,{"v":0,"d":"0.00"},{"v":0,"d":"0.0000%"},"I","ORT, UCH",90219090]
[2974,"XC4.1.6","X01953","P71278","DHS - Dynamický bedrový systém","Ocelový modulárny fixacný systém pre stabilizáciu zlomenín proximálnej casti femuru (1 dlaha, 1 bedrová skrutka, 4 skrutky) na liecbu zlomenín proximálneho femuru.","SYT-CH","CH","set",{"v":0.1,"d":"10.00%"},{"v":471.9,"d":"471.90"},{"v":471.9,"d":"471.90"},{"v":0,"d":"0.00"},{"v":0,"d":"0.0000%"},"I","ORT, UCH",90219090]
[2975,{"$nulls":3},"XC4.2.1 Špeciálny dlahový systém na periprotetické zlomeniny jednoduchý",{"$nulls":10},{"v":1736.89,"d":"1,736.890000"},"set"]
[2976,"XC4.2.1","X03307","P41009,P41011","Dlahový cerklážny systém","Špeciálny dlahový systém s 3 variantmi dĺžky dláh a s cerklážnymi páskami na fixáciu","BEZ","CZ","set",{"v":0.1,"d":"10.00%"},746.53,746.53,{"v":0,"d":"0.00"},{"v":0,"d":"0.0000%"},"I","ORT, UCH",90213100]
[2977,"XC4.2.1","X01946","P88437","Periprotetic fractures","Špeciálny dlahový systém na periprotetické zlomeniny. Oceľová dlaha, fixačné skrutky a fixačný drôt.","KIO","DE","set",{"v":0.1,"d":"10.00%"},{"v":1736.89,"d":"1,736.89"},{"v":1736.89,"d":"1,736.89"},{"v":0,"d":"0.00"},{"v":0,"d":"0.0000%"},"I","ORT, UCH",90219090]
[2978,{"$nulls":3},"XC4.2.2 Špeciálny dlahový systém na periprotetické zlomeniny zložitý",{"$nulls":10},{"v":3599.75,"d":"3,599.750000"},"set"]
[2979,"XC4.2.2","X02031","P88160,P88161,P88162,P79986","Periprotetická dlaha NCB PP s uhlovo stabilnými polyaxiálnymi skrutkami  titánová","Dlaha NCB PP s uhlovo stabilnými polyaxiálnymi skrutkami 1 ks (dĺžka 115 - 401mm), NCB skrutky 18 ks (monokortikálne, kortikálne alebo spongiózne, veľ. 4.0 nebo 5.0), NCB uzamykacie hlavičky pre skrutky 18ks, uzamykace očko pre kábel 2 ks, kábel 2 ks","ZIM","CH","set",{"v":0.1,"d":"10.00%"},{"v":2442,"d":"2,442.00"},{"v":2442,"d":"2,442.00"},{"v":0,"d":"0.00"},{"v":0,"d":"0.0000%"},"I","ORT, UCH",9021109000]
[2980,"XC4.2.2","X01978","P71278","Zložitý periprotetický dlahový (Cable, LAP) a VA LCP systém","Zložitý dlahový a VA LCP systém na periprotetické zlomeniny (1 x dlaha, 5 x skrutky 5mm, 3 x Cable systém, 2 x Prídavné zamykacie dlahy). Cerklážne lanká so zarážkou priemer 1,0 mm a 1,7mm, Fixacné piny bez závitu a so závitom, Cerklážne ocká pre skrutky 3,5 a 4,5/5,0mm, Prídavné zamykacie dlahy (Ocelové 4 a 8 otvorové dlahy LCP 3,5 urcené k použitiu s LCP dlahami 4,5/5,0)","SYT-CH","CH","set",{"v":0.1,"d":"10.00%"},{"v":3599.75,"d":"3,599.75"},{"v":3599.75,"d":"3,599.75"},{"v":0,"d":"0.00"},{"v":0,"d":"0.0000%"},"I","ORT, UCH",90219090]
[2981,{"$nulls":3},"XC4.2.4 Stehnový vnútrodreňový klinec retrográdny titánový",{"$nulls":10},{"v":1485,"d":"1,485.000000"},"set"]
[2982,"XC4.2.4","X01870","P59921,P59915","Stehnový vnútrodreňový klinec retrográdny titánový","klinec retrográdny titan, skrutka zaisťovacia 3x, zátka 1x, skrutka kondylárna titan 1x","MDN","CZ","set",{"v":0.1,"d":"10.00%"},{"v":320,"d":"320.00"},{"v":320,"d":"320.00"},{"v":0,"d":"0.00"},{"v":0,"d":"0.0000%"},"I","ORT, UCH",90211090]
[2983,"XC4.2.4","X01962","P71278","RAFN Retrográdny/antegrádny femorálny klinec","Titanový fixacný systém (1x klinec, 1 x cepielka, 3 x 5mm skrutky, 1 x záslepka) na liecbu femorálnych zlomenín.","SYT-CH","CH","set",{"v":0.1,"d":"10.00%"},845.79,845.79,{"v":0,"d":"0.00"},{"v":0,"d":"0.0000%"},"I","ORT, UCH",90219090]
[2984,"XC4.2.4","X01927","P74962","Retrográdny femorálny klinec Targon RF","titánový stehnový fixačný systém, klinec 160-440mm, až 6 zaisťovacích skrutiek.","AES","DE","set",{"v":0.1,"d":"10.00%"},{"v":1056,"d":"1,056.00"},{"v":1056,"d":"1,056.00"},{"v":0,"d":"0.00"},{"v":0,"d":"0.0000%"},"I","ORT, UCH",90219090]
[2985,"XC4.2.4","X03846","P90561","HSN-ESIN, elastický klinec","2-4 ks titanový elastický vnůtrodreňový klinec L=400mm, primer 1,5 až 4,0 mm, 2-4 ks ; 2-4 ks zaisťovací segment; 2-4 ks zaisťovacie skrutky","HOB-AT","AT","set",{"v":0.1,"d":"10.00%"},{"v":1088.2,"d":"1,088.20"},{"v":1088.2,"d":"1,088.20"},{"v":0,"d":"0.00"},{"v":0,"d":"0.0000%"},"I","ORT, UCH",90211090]
[2986,"XC4.2.4","X02027","P86166,P86165","Stehnový vnútrodreňový klinec retrográdny titánový ZNN RF","Retrográdny klinec ZNN RF 1 ks (pr. 10 - 13mm, dĺžka 130 - 440mm), ZNN distálna skrutka 6.0mm 4 ks (dĺžka 50 - 140 mm),  ZNN zaisťovacie skrutky 5.0mm  2 ks (dĺžka 20 - 100mm),  ZNN RF zaslepovacia hlava 1 ks (dĺžka 0 - 15mm), matica 2 ks, podložka 2 ks","ZIM","US","set",{"v":0.1,"d":"10.00%"},{"v":1485,"d":"1,485.00"},{"v":1485,"d":"1,485.00"},{"v":0,"d":"0.00"},{"v":0,"d":"0.0000%"},"I","ORT, UCH",9021109000]
[2987,{"$nulls":3},"XC4.2.5 Dlaha s uhlovo stabilnými skrutkami na diafýzu stehnovej kosti",{"$nulls":10},{"v":1282.6,"d":"1,282.600000"},"set"]
[2988,"XC4.2.5","X01855","P59917,P59915","Dlaha s uhlovo stabilnými skrutkami na diafýzu stehnovej kosti","Dlaha priama, 10 otvorová uhlovo stabilná, skrutka uzamykateľná 10x","MDN","CZ","set",{"v":0.1,"d":"10.00%"},306.41,306.41,{"v":0,"d":"0.00"},{"v":0,"d":"0.0000%"},"I","ORT, UCH",90211090]
[2989,"XC4.2.5","X01935","P88437","Large fragments","Titánová dlaha s uhlovo stabilnými skrutkami na diafýzu stehnovej kosti.","KIO","DE","set",{"v":0.1,"d":"10.00%"},{"v":624.8,"d":"624.80"},{"v":624.8,"d":"624.80"},{"v":0,"d":"0.00"},{"v":0,"d":"0.0000%"},"I","ORT, UCH",90219090]
[2990,"XC4.2.5","X01974","P71278","LCP 4,5/5,0 rovné a zahnuté dlahy","Dlahový fixacný systém (dlaha + 8 skrutiek) na liecbu diafyzárnych zlomenín femuru.","SYT-CH","CH","set",{"v":0.1,"d":"10.00%"},{"v":1282.6,"d":"1,282.60"},{"v":1282.6,"d":"1,282.60"},{"v":0,"d":"0.00"},{"v":0,"d":"0.0000%"},"I","ORT, UCH",90219090]
[2991,{"$nulls":3},"XC4.2.6 Stehnový vnútrodreňový klinec antegrádny oceľový",{"$nulls":10},{"v":210.33,"d":"210.330000"},"set"]
[2992,"XC4.2.6","X01862","P59921,P59915","Vnútrodreňový klinec femorálny s možnosťou horného a dolného zaistenia","klinec femorálny; zaslepka 1x, skrutka zaisťovacia 5x","MDN","CZ","set",{"v":0.1,"d":"10.00%"},210.33,210.33,{"v":0,"d":"0.00"},{"v":0,"d":"0.0000%"},"I","ORT, UCH",90211090]
[2993,{"$nulls":3},"XC4.2.7 Stehnový vnútrodreňový klinec antegrádny titánový",{"$nulls":10},{"v":334.07,"d":"334.070000"},"set"]
[2994,"XC4.2.7","X01871","P59921,P59915","Vnútrodreňový klinec femorálny s možnosťou horného a dolného zaistenia- titánový","klinec femorálny titan; zaslepka 1x, skrutka zaisťovacia 5x","MDN","CZ","set",{"v":0.1,"d":"10.00%"},334.07,334.07,{"v":0,"d":"0.00"},{"v":0,"d":"0.0000%"},"I","ORT, UCH",90211090]
[2995,{"$nulls":3},"XC4.2.8 Dlaha s uhlovo stabilnými skrutkami na dolnú epifýzu femuru oceľová",{"$nulls":10},{"v":1689.6,"d":"1,689.600000"},"set/12 skrutiek"]
[2996,"XC4.2.8","X02411","P59917,P59915","Dlaha s uhlovostabilnými skrutkami na dolnú epifýzu femuru, oceľ","Dlaha femorálna distálna, skrutky uzamykateľné 6x, skrutky uzamykateľné kanylované 6x","MDN","CZ","set",{"v":0.1,"d":"10.00%"},{"v":589.4,"d":"589.40"},{"v":589.4,"d":"589.40"},{"v":0,"d":"0.00"},{"v":0,"d":"0.0000%"},"I","ORT, UCH",90211090]
[2997,"XC4.2.8","X02009","P71278","Distálna femorálna dlaha LCP DF-LISS","Ocelový fixacný systém (dlaha + 12 skrutiek) na liecbu distálnych femorálnych zlomenín. Dlahy: titanové anatomicky predtvarované, dlžka 5-19 otvorov (156mm-436mm), pravé, lavé. Zamykacie skrutky priemer 5mm, samovrtné dlžka 14-90mm, samorezné dlžka 14-90mm, periprotetické dlžka 8-18mm, kortikálne skrutky priemer 4,5mm, dlžka 14-90mm.","SYT-CH","CH","set",{"v":0.1,"d":"10.00%"},{"v":1548.8,"d":"1,548.80"},{"v":1548.8,"d":"1,548.80"},{"v":0,"d":"0.00"},{"v":0,"d":"0.0000%"},"I","ORT, UCH",90219090]
[2998,{"$nulls":3},"XC4.2.9 Dlaha s uhlovo stabilnými skrutkami na dolnú epifýzu femuru titánová",{"$nulls":10},{"v":1923.9,"d":"1,923.900000"},"set/12 skrutiek"]
[2999,"XC4.2.9","X02412","P59917,P59915","Dlaha s uhlovostabilnými skrutkami na dolnú epifýzu femuru, titan","Dlaha femorálna distálna, skrutky uzamykateľné 6x, skrutky uzamykateľné kanylované 6x","MDN","CZ","set",{"v":0.1,"d":"10.00%"},730.34,730.34,{"v":0,"d":"0.00"},{"v":0,"d":"0.0000%"},"I","ORT, UCH",90211090]
[3000,"XC4.2.9","X01944","P88437","Distal femur plate","Titánová dlaha a 12 uhlovo stabilných skrutkiek na dolnú epifízu femuru","KIO","DE","set",{"v":0.1,"d":"10.00%"},{"v":1627.45,"d":"1,627.45"},{"v":1627.45,"d":"1,627.45"},{"v":0,"d":"0.00"},{"v":0,"d":"0.0000%"},"I","ORT, UCH",90219090]
[3001,"XC4.2.9","X02018","P79985,P79986","Dlaha s uhlovo stabilnými skrutkami na dolnú epifýzu titánová NCB DF","Dlaha NCB DF 1 ks (dĺžka 167 - 324mm), NCB skrutky 12 ks (kortikálne alebo spongiózne, veľ. 3.5 alebo 5.0), NCB uzamykacie hlavičky pre skrutky 12ks","ZIM","CH","set",{"v":0.1,"d":"10.00%"},{"v":1638.99,"d":"1,638.99"},{"v":1638.99,"d":"1,638.99"},{"v":0,"d":"0.00"},{"v":0,"d":"0.0000%"},"I","ORT, UCH",9021109000]
[3002,"XC4.2.9","X02015","P71278","Distálna femorálna dlaha LCP DF-LISS","Titanový fixacný systém (dlaha + 12 skrutiek) na liecbu distálnych femorálnych zlomenín. Dlahy: titanové anatomicky predtvarované, dlžka 5-19 otvorov (156mm-436mm), pravé, lavé. Zamykacie skrutky priemer 5mm, samovrtné dlžka 14-90mm, samorezné dlžka 14-90mm, periprotetické dlžka 8-18mm, kortikálne skrutky priemer 4,5mm, dlžka 14-90mm.","SYT-CH","CH","set",{"v":0.1,"d":"10.00%"},{"v":1923.9,"d":"1,923.90"},{"v":1923.9,"d":"1,923.90"},{"v":0,"d":"0.00"},{"v":0,"d":"0.0000%"},"I","ORT, UCH",90219090]
[3003,{"$nulls":3},"XC4.3.1 Dlahy s uhlovo stabilnými skrutkami na predkolenie"]
[3004,{"$nulls":3},"XC4.3.1.1 Dlaha s uhlovo stabilnými skrutkami na predkolenie kondylárna oceľová",{"$nulls":10},{"v":1415.7,"d":"1,415.700000"},"set"]
[3005,"XC4.3.1.1","X01857","P59917,P59915","Dlaha s uhlovostabilnými skrutkami kondylárna oceľová","Dlaha tibiálna proximálna, skrutka uzamykateľná 8x, skrutka uzamykateľná kanylovaná 3x","MDN","CZ","set",{"v":0.1,"d":"10.00%"},442.29,442.29,{"v":0,"d":"0.00"},{"v":0,"d":"0.0000%"},"I","ORT, UCH",90211090]
[3006,"XC4.3.1.1","X02005","P71278","LCP 3,5 dlaha na proximálnu tibiu","Ocelový fixacný systém (1 x dlaha, 10 x LCP 3,5 skrutky) na liecbu zlomenín proximálnej tibie.","SYT-CH","CH","set",{"v":0.1,"d":"10.00%"},{"v":1270.5,"d":"1,270.50"},{"v":1270.5,"d":"1,270.50"},{"v":0,"d":"0.00"},{"v":0,"d":"0.0000%"},"I","ORT, UCH",90219090]
[3007,"XC4.3.1.1","X02007","P71278","LCP 4,5/5,0 dlaha na proximálnu tibiu","Ocelový fixacný systém (1 x dlaha, 9 x LCP skrutky) na liecbu zlomenín proximálnej tibie.","SYT-CH","CH","set",{"v":0.1,"d":"10.00%"},{"v":1415.7,"d":"1,415.70"},{"v":1415.7,"d":"1,415.70"},{"v":0,"d":"0.00"},{"v":0,"d":"0.0000%"},"I","ORT, UCH",90219090]
[3008,{"$nulls":3},"XC4.3.1.2 Dlaha s uhlovo stabilnými skrutkami na predkolenie kondylárna titanová",{"$nulls":10},{"v":1669.8,"d":"1,669.800000"},"set"]
[3009,"XC4.3.1.2","X01860","P59917,P59915","Dlaha s uhlovostabilnými skrutkami kondylárna titanová","Dlaha tibiálna proximálna titan, skrutka uzamykateľná titan 8x, skrutka uzamykateľná kanylovaná titan 3x","MDN","CZ","set",{"v":0.1,"d":"10.00%"},519.99,519.99,{"v":0,"d":"0.00"},{"v":0,"d":"0.0000%"},"I","ORT, UCH",90211090]
[3010,"XC4.3.1.2","X04005","P54556","Peek power dlaha na proximálnu tibiu","dlaha na HTO s uzamykateľnými skrutkami","ATH","DE","ks",{"v":0.1,"d":"10.00%"},{"v":1089,"d":"1,089.00"},{"v":1089,"d":"1,089.00"},{"v":0,"d":"0.00"},{"v":0,"d":"0.0000%"},"I","ORT, UCH",90211090]
[3011,"XC4.3.1.2","X02017","P79985,P79986","Dlaha s uhlovo stabilnými skrutkami kondylárna titánová NCB PT","Dlaha NCB PT 1 ks (dĺžka 132 - 292mm), NCB skrutky 12 ks (kortikálne alebo spongiózne, veľ. 4.0, 4.5 alebo 5.0mm), NCB uzamykacie hlavičky pre skrutky 12ks","ZIM","CH","set",{"v":0.1,"d":"10.00%"},{"v":1375,"d":"1,375.00"},{"v":1375,"d":"1,375.00"},{"v":0,"d":"0.00"},{"v":0,"d":"0.0000%"},"I","ORT, UCH",9021109000]
[3012,"XC4.3.1.2","X01945","P88437","Proximal Tibia Plate","Titánová dlaha, až 10 uhlovo stabilných skrutiek, typ L/T","KIO","DE","set",{"v":0.1,"d":"10.00%"},{"v":1518.01,"d":"1,518.01"},{"v":1518.01,"d":"1,518.01"},{"v":0,"d":"0.00"},{"v":0,"d":"0.0000%"},"I","ORT, UCH",90219090]
[3013,"XC4.3.1.2","X02008","P71278","LCP 3,5 dlaha na proximálnu tibiu","Titanový fixacný systém (1 x dlaha, 10 x LCP 3,5 skrutky) na liecbu zlomenín proximálnej tibie.","SYT-CH","CH","set",{"v":0.1,"d":"10.00%"},{"v":1536.7,"d":"1,536.70"},{"v":1536.7,"d":"1,536.70"},{"v":0,"d":"0.00"},{"v":0,"d":"0.0000%"},"I","ORT, UCH",90219090]
[3014,"XC4.3.1.2","X02011","P71278","LCP 4,5/5,0 dlaha na proximálnu tibiu","Titanový fixacný systém (1 x dlaha, 9 x LCP skrutky) na liecbu zlomenín proximálnej tibie.","SYT-CH","CH","set",{"v":0.1,"d":"10.00%"},{"v":1669.8,"d":"1,669.80"},{"v":1669.8,"d":"1,669.80"},{"v":0,"d":"0.00"},{"v":0,"d":"0.0000%"},"I","ORT, UCH",90219090]
[3015,{"$nulls":3},"XC4.3.1.3 Dlaha s uhlovo stabilnými skrutkami na predkolenie kondylárna biokompozitná",{"$nulls":10},{"v":1197.9,"d":"1,197.900000"},"set"]
[3016,"XC4.3.1.3","X05162","P54556","Implantát artroskopický fixačný","platničky, skrutky, spony, kotvy, gombíky, dlahy /PEEKPower dlaha na distálný femur, dlaha na DFO s uzamykateľnými skrutkami/","AEH","DE","set",{"v":0.1,"d":"10.00%"},{"v":1197.9,"d":"1,197.90"},{"v":1197.9,"d":"1,197.90"},{"v":0,"d":"0.00"},{"v":0,"d":"0.0000%"},"I","CHI, ORT, UCH",90211010]
[3017,{"$nulls":3},"XC4.3.3 Dlaha s uhlovo stabilnými skrutkami na pylon oceľová",{"$nulls":10},{"v":1198.15,"d":"1,198.150000"},"set"]
[3018,"XC4.3.3","X01846","P59917,P59915","Dlaha s uhlovo stabilnými skrutkami na pylon oceľová","LCP dlaha fibulárna distálna/10 otvorová /8 skrutiek uzamykateľných","MDN","CZ","set",{"v":0.1,"d":"10.00%"},219.54,219.54,{"v":0,"d":"0.00"},{"v":0,"d":"0.0000%"},"I","ORT, UCH",90211090]
[3019,"XC4.3.3","X03171","P59917,P59915","Dlaha s uhlovo stabilnými skrutkami na pylon oceľová","LCP dlaha fibulárna distálna/10 otvorová /8 skrutiek uzamykateľných","MDN","CZ","set",{"v":0.1,"d":"10.00%"},219.54,219.54,{"v":0,"d":"0.00"},{"v":0,"d":"0.0000%"},"I","ORT, UCH",90211090]
[3020,"XC4.3.3","X03428","P59917,P59915","dlaha s uhlovo stabilnými skrutkami tibiálna distálna -OCEL","LCP dlaha tibiálna distálna 2 až 12 otvorová","MDN","CZ","set",{"v":0.1,"d":"10.00%"},638.46,638.46,{"v":0,"d":"0.00"},{"v":0,"d":"0.0000%"},"I","ORT, UCH",90211090]
[3021,"XC4.3.3","X02021","P85588,P85590","Dlaha s uhlovo stabilnými skrutkami na pylon oceĺová PLP DT","Dlaha PLP DT 1 ks (mediálna alebo laterálna,  dĺžka 94 - 264mm), PLP uhlovo stabilné skrutky 2.7/3.5mm  15 ks","ZIM","US","set",{"v":0.1,"d":"10.00%"},{"v":990,"d":"990.00"},{"v":990,"d":"990.00"},{"v":0,"d":"0.00"},{"v":0,"d":"0.0000%"},"I","ORT, UCH",9021109000]
[3022,"XC4.3.3","X01971","P71278","LCP 3,5 dlahy na distálnu tibiu (pylon).","Ocelový fixacný systém (1 x dlaha, 8 x skrutka) na liecbu zlomenín pylonu.","SYT-CH","CH","set",{"v":0.1,"d":"10.00%"},{"v":1149.5,"d":"1,149.50"},{"v":1149.5,"d":"1,149.50"},{"v":0,"d":"0.00"},{"v":0,"d":"0.0000%"},"I","ORT, UCH",90219090]
[3023,{"$nulls":3},"XC4.3.4 Dlaha s uhlovo stabilnými skrutkami na pylon titánová",{"$nulls":10},{"v":1318.9,"d":"1,318.900000"},"set"]
[3024,"XC4.3.4","X01851","P59917,P59915","Dlaha s uhlovo stabilnými skrutkami na pylon titánová","LCP dlaha fibulárna distálna/10 otvorová /8 skrutiek uzamykateľných","MDN","CZ","set",{"v":0.1,"d":"10.00%"},253.06,253.06,{"v":0,"d":"0.00"},{"v":0,"d":"0.0000%"},"I","ORT, UCH",90211090]
[3025,"XC4.3.4","X04793","P99053","Dlaha kostná, Implantát osteosyntetický - LCP Distal Tibia a Distal Fibula","sterilná / nesterilná; rôzne modely","MGZ","PL","set",{"v":0.1,"d":"10.00%"},{"v":310,"d":"310.00"},{"v":310,"d":"310.00"},{"v":0,"d":"0.00"},{"v":0,"d":"0.0000%"},"I","ORT, UCH",90219090]
[3026,"XC4.3.4","X03705","P59917,P59915","Dlaha, skrutka kostná a podložka Medin","LCP dlaha tibiálna distálna (2 až 12  otvorová), titán","MDN","CZ","set",{"v":0.1,"d":"10.00%"},739.94,739.94,{"v":0,"d":"0.00"},{"v":0,"d":"0.0000%"},"I","ORT, UCH",90211090]
[3027,"XC4.3.4","X05198","P90557","Implantáty a inštrumenty Small Fragment System HS3.0","rôzne typy, pre traumatológiu a ortopédiu (Dlahy rôznych typov a veľkostí na fixáciu distálnej  tíbie a fibuly - 1 ks dlaha 7 - 23 otvorov dĺžka, 73 až 182 mm; 12 ks skrutky dĺžka 8-60 mm)","HOB","AT","set",{"v":0.1,"d":"10.00%"},784.32,784.32,{"v":0,"d":"0.00"},{"v":0,"d":"0.0000%"},"I","ORT, UCH",90211090]
[3028,"XC4.3.4","X01939","P88437","Distal Tibia Plate","Titánová dlaha s uhlovo stabilnými skrutkami na pylon.","KIO","DE","set",{"v":0.1,"d":"10.00%"},{"v":875.6,"d":"875.60"},{"v":875.6,"d":"875.60"},{"v":0,"d":"0.00"},{"v":0,"d":"0.0000%"},"I","ORT, UCH",90219090]
[3029,"XC4.3.4","X04059","P96067","Implantát osteosyntetický - ALPS Distal Tibia a Distal Fibula","rôzne druhy a veľkosti","BIM","US","set",{"v":0.1,"d":"10.00%"},{"v":990,"d":"990.00"},{"v":990,"d":"990.00"},{"v":0,"d":"0.00"},{"v":0,"d":"0.0000%"},"I","ORT, UCH",90219090]
[3030,"XC4.3.4","X04352","P96981","Implantát osteosyntetický, Ankle Fix Normed","rôzne druhy a veľkosti","ZIM","CH","set",{"v":0.1,"d":"10.00%"},{"v":1317,"d":"1,317.00"},{"v":1317,"d":"1,317.00"},{"v":0,"d":"0.00"},{"v":0,"d":"0.0000%"},"I","ORT, UCH",90219090]
[3031,"XC4.3.4","X01976","P71278","LCP 3,5 dlahy na distálnu tibiu (pylon).","Titanový fixacný systém (1 x dlaha, 8 x skrutka) na liecbu zlomenín pylonu.","SYT-CH","CH","set",{"v":0.1,"d":"10.00%"},{"v":1318.9,"d":"1,318.90"},{"v":1318.9,"d":"1,318.90"},{"v":0,"d":"0.00"},{"v":0,"d":"0.0000%"},"I","ORT, UCH",90219090]
[3032,{"$nulls":3},"XC4.3.5 Vnútrodreňový klinec na predkolenie s možnosťou vysokého a nízkeho zaistenia oceľový",{"$nulls":10},{"v":759.64,"d":"759.640000"},"set"]
[3033,"XC4.3.5","X01864","P59921,P59915","Vnútrodreňový klinec tibiálny s možnosťou horného a dolného zaistenia","klinec tibiálny; záslepka 1x, skrutka zaisťovacia 5x","MDN","CZ","set",{"v":0.1,"d":"10.00%"},225.81,225.81,{"v":0,"d":"0.00"},{"v":0,"d":"0.0000%"},"I","ORT, UCH",90211090]
[3034,"XC4.3.5","X02433","P31841,P31844","Tibiálny klinec","Tibiálny klinec v dĺžkach 255 - 420 mm, priemeru 8 - 14 mm","SANAT","HU","set",{"v":0.1,"d":"10.00%"},489.32,489.32,{"v":0,"d":"0.00"},{"v":0,"d":"0.0000%"},"I","ORT, UCH",90219090]
[3035,{"$nulls":3},"XC4.3.6 Vnútrodreňový klinec na predkolenie s možnosťou vysokého a nízkeho zaistenia titánový",{"$nulls":10},{"v":935,"d":"935.000000"},"set"]
[3036,"XC4.3.6","X01872","P59921,P59915","Vnútrodreňový klinec tibiálny s možnosťou horného a dolného zaistenia, titan","klinec tibiálny titan; záslepka 1x, skrutka zaisťovacia 5x, titan","MDN","CZ","set",{"v":0.1,"d":"10.00%"},335.98,335.98,{"v":0,"d":"0.00"},{"v":0,"d":"0.0000%"},"I","ORT, UCH",90211090]
[3037,"XC4.3.6","X01916","P91167,P91169,P91172","Implantát pre traumatológiu a ortopédiu CHARFIX/CHARFIX2","1 ks klinec tibiálny dĺžka 270-390mm, priemer 8-12mm; 10 ks skrutky zaisťovacie dĺžka 26-90 mm, priemer 4,0-5,5mm; 1 ks zátka klinca M8 mm alebo kompresná skrutka M8","CHP-PL","PL","set",{"v":0.1,"d":"10.00%"},420.62,420.62,{"v":0,"d":"0.00"},{"v":0,"d":"0.0000%"},"I","ORT, UCH",90211090]
[3038,"XC4.3.6","X01948","P31841,P31844","Tibiálny klinec","Tibiálny klinec v dĺžkach 255 - 420 mm, priemeru 8 - 14 mm","Sanat","HU","set",{"v":0.1,"d":"10.00%"},559.02,559.02,{"v":0,"d":"0.00"},{"v":0,"d":"0.0000%"},"I","ORT, UCH",90219090]
[3039,"XC4.3.6","X01922","P74962","Vnutrodreňový tibiálny klinec Targon T","titánový fixačný systém s možnosťou vysokého a nízkeho zaistenia, klinec dĺžka 240-405mm, až 6 zaisťovacích skrutiek.","AES","DE","set",{"v":0.1,"d":"10.00%"},{"v":803,"d":"803.00"},{"v":803,"d":"803.00"},{"v":0,"d":"0.00"},{"v":0,"d":"0.0000%"},"I","ORT, UCH",90219090]
[3040,"XC4.3.6","X01996","P71278","Expert tibiálny klinec ETN","Titanový fixacný systém Expert s možnostou vysokého a nízkeho zaistenia a distálneho M-L otvoru (1 x klinec, 3 x dual-core spongiózne, 5 x zaistovacie skrutky) na liecbu tibiálnych zlomenín.","SYT-CH","CH","set",{"v":0.1,"d":"10.00%"},{"v":822.8,"d":"822.80"},{"v":822.8,"d":"822.80"},{"v":0,"d":"0.00"},{"v":0,"d":"0.0000%"},"I","ORT, UCH",90219090]
[3041,"XC4.3.6","X01923","P74962","Vnutrodreňový tibiálny klinec Targon TX","titánový fixačný systém s možnosťou vysokého a nízkeho zaistenia, klinec dĺžka 200-420mm, až 3+5 zaisťovacích skrutiek","AES","DE","set",{"v":0.1,"d":"10.00%"},{"v":823.9,"d":"823.90"},{"v":823.9,"d":"823.90"},{"v":0,"d":"0.00"},{"v":0,"d":"0.0000%"},"I","ORT, UCH",90219090]
[3042,"XC4.3.6","X02029","P86186,P86165","Vnútrodreňový klinec ZNN Tibia s možnosťou vysokého a nízkeho zaistenia titánový","Tibiálny klinec ZNN Tibia 1 ks (pr. 8.3 - 14mm, dĺžka 240 - 440mm), ZNN zaisťovace skrutky 5.0mm alebo 4.0mm 6 ks (dĺžka 20 - 100mm),  ZNN tibia zaslepovacia hlava 1 ks (dĺžka 0 - 15mm)","ZIM","US","set",{"v":0.1,"d":"10.00%"},{"v":935,"d":"935.00"},{"v":935,"d":"935.00"},{"v":0,"d":"0.00"},{"v":0,"d":"0.0000%"},"I","ORT, UCH",9021109000]
[3043,{"$nulls":3},"XC4.3.7 Vnutrodreňový klinec na predkolenie titanový s antimikrobiálnym povrchom",{"$nulls":10},{"v":3060.09,"d":"3,060.090000"},"set"]
[3044,"XC4.3.7","X04940","P99413","Klince tibiálne Expert Tibial Nail PROtect","s antibiotickou povrchovou úpravou","SYT","CH","set",{"v":0.1,"d":"10.00%"},{"v":3060.09,"d":"3,060.09"},{"v":3060.09,"d":"3,060.09"},{"v":0,"d":"0.00"},{"v":0,"d":"0.0000%"},"I","ORT, UCH",90211090]
[3045,{"$nulls":3},"XC4.4.1 Uhlovo stabillná dlaha, klinec na pätovú kosť oceľová",{"$nulls":10},{"v":931.7,"d":"931.700000"},"set/ 8 skrutiek"]
[3046,"XC4.4.1","X02413","P59921,P59915","C - NAIL pätový klinec /calkaneal nails/","klinec L=65 mm, skrutky kostné kortikálne 8 ks, zátka 1 ks","MDN","CZ","set",{"v":0.1,"d":"10.00%"},239.18,239.18,{"v":0,"d":"0.00"},{"v":0,"d":"0.0000%"},"I","ORT, UCH",90211090]
[3047,"XC4.4.1","X01850","P59917,P59915","Uhlovo stabilná dlaha na pätovú kosť oceľová","dlaha pätová \"Y\"pravá /ľavá/, 8 ks skrutiek uzamykateľných","MDN","CZ","set",{"v":0.1,"d":"10.00%"},247.05,247.05,{"v":0,"d":"0.00"},{"v":0,"d":"0.0000%"},"I","ORT, UCH",90211090]
[3048,"XC4.4.1","X02002","P71278","LCP dlaha na pätovú kost 3,5","Ocelový fixacný systém (1 x dlaha, 8 x skrutky) na liecbu zlomenín pätovej kosti.","SYT-CH","CH","set",{"v":0.1,"d":"10.00%"},{"v":931.7,"d":"931.70"},{"v":931.7,"d":"931.70"},{"v":0,"d":"0.00"},{"v":0,"d":"0.0000%"},"I","ORT, UCH",90219090]
[3049,{"$nulls":3},"XC4.4.2 Uhlovo stabillná dlaha na pätovú kosť titánová",{"$nulls":10},{"v":767.81,"d":"767.810000"},"set/ 8 skrutiek"]
[3050,"XC4.4.2","X01937","P88437","Calcaneus plate","Titánová uhlovo stabilná dlaha na pätovú kosť so skrutkami.","KIO","DE","set",{"v":0.1,"d":"10.00%"},767.81,767.81,{"v":0,"d":"0.00"},{"v":0,"d":"0.0000%"},"I","ORT, UCH",90219090]
[3051,"XC4.4.2","X02004","P71278","LCP dlaha na pätovú kost 3,5","Titanový fixacný systém (1 x dlaha, 8 x skrutky) na liecbu zlomenín pätovej kosti.","SYT-CH","CH","set",{"v":0.1,"d":"10.00%"},{"v":1125.3,"d":"1,125.30"},767.81,357.49,{"v":0.317684,"d":"31.7684%"},"S","ORT, UCH",90219090]
[3052,{"$nulls":3},"XC4.4.3 Vstrebateľný fixačný materiál na riešenie plochej nohy"]
[3053,{"$nulls":3},"XC4.4.3.1 Vstrebateľný fixačný materiál na riešenie plochej nohy u detí",{"$nulls":10},{"v":400,"d":"400.000000"},"set"]
[3054,"XC4.4.3.1","X02034","P88401","Vstrebateľný fixačný materiál na riešenie plochej nohy u detí RSB Calcaneo stop","Vstrebateľná skrutka priemer 9mm o dĺžke 18 a 23mm, priemer 7 mm o dĺžke 18mm","LSM","IT","set",{"v":0.1,"d":"10.00%"},{"v":400,"d":"400.00"},{"v":400,"d":"400.00"},{"v":0,"d":"0.00"},{"v":0,"d":"0.0000%"},"I","ORT, UCH",90213100]
[3055,{"$nulls":3},"XC4.4.3.2 Nevstrebatelný materiál na riešenie plochej nohy",{"$nulls":10},{"v":953.48,"d":"953.480000"},"set"]
[3056,"XC4.4.3.2","X03953","P94901","Implantát ortopedický HyProCure s inštrumentáriom","extraoseálna talotarzálna stabilizácia, rôzne veľkosti","GRC","US","ks",{"v":0.1,"d":"10.00%"},953.48,953.48,{"v":0,"d":"0.00"},{"v":0,"d":"0.0000%"},"I","ORT",90213100]
[3057,{"$nulls":3},"XC4.4.4 Klinec na artrodézu členka",{"$nulls":10},{"v":992.2,"d":"992.200000"},"set"]
[3058,"XC4.4.4","X04058","P96067","Implantát osteosyntetický - Phoenix Ankle Nail","rôzne druhy a veľkosti","BIM","US","set",{"v":0.1,"d":"10.00%"},{"v":980,"d":"980.00"},{"v":980,"d":"980.00"},{"v":0,"d":"0.00"},{"v":0,"d":"0.0000%"},"I","ORT, UCH",90219090]
[3059,"XC4.4.4","X02003","P71278","Klinec na artrodézu clenka (HAN)","Titánový fixacný systém (1 x klinec, 1 x cepielka, 1 x 6mm skrutka, 3 x 5mm skrutky) urcený na artrodézu clenka.","SYT-CH","CH","set",{"v":0.1,"d":"10.00%"},{"v":992.2,"d":"992.20"},{"v":992.2,"d":"992.20"},{"v":0,"d":"0.00"},{"v":0,"d":"0.0000%"},"I","ORT, UCH",90219090]
[3060,{"$nulls":3},"XC4.4.5 Osteosyntetický materiál - dlahy na nohu",{"$nulls":10},{"v":617.1,"d":"617.100000"},"set/ 5 skrutiek"]
[3061,"XC4.4.5","X05202","P1859A","Implantát kompresný kostný BME SPEED/ SPEEDTITAN/ SPEEDARC/ SPEEDSHIFT/ SPEEDTRIAD","rôzne velkosti","SYT","CH","ks",{"v":0.1,"d":"10.00%"},{"v":390,"d":"390.00"},{"v":390,"d":"390.00"},{"v":0,"d":"0.00"},{"v":0,"d":"0.0000%"},"I","ORT, UCH",90219090]
[3062,"XC4.4.5","X05115","P54556","Implantát artroskopický fixačný","platničky, skrutky, spony, kotvy, gombíky, dlahy /DynaNite/","AEH","DE","ks",{"v":0.1,"d":"10.00%"},{"v":423.5,"d":"423.50"},{"v":423.5,"d":"423.50"},{"v":0,"d":"0.00"},{"v":0,"d":"0.0000%"},"I","ORT, UCH",90211010]
[3063,"XC4.4.5","X05203","P1859A","Implantát kompresný kostný BME ELITE/ BME ELITE Y/ HAMMERLOCK 2","rôzne velkosti","SYT","CH","ks",{"v":0.1,"d":"10.00%"},{"v":510,"d":"510.00"},{"v":510,"d":"510.00"},{"v":0,"d":"0.00"},{"v":0,"d":"0.0000%"},"I","ORT, UCH",90219090]
[3064,"XC4.4.5","X01934","P88437","Forefoot plate","Osteosyntetický materiál na nohy - titánová dlaha so skrutkami","KIO","DE","set",{"v":0.1,"d":"10.00%"},{"v":594,"d":"594.00"},{"v":594,"d":"594.00"},{"v":0,"d":"0.00"},{"v":0,"d":"0.0000%"},"I","ORT, UCH",90219090]
[3065,"XC4.4.5","X05117","P54556","Implantát artroskopický fixačný /Nízkoprofilové dlahy/","platničky, skrutky, spony, kotvy, gombíky, dlahy","AEH","DE","set",{"v":0.1,"d":"10.00%"},{"v":604.4,"d":"604.40"},{"v":604.4,"d":"604.40"},{"v":0,"d":"0.00"},{"v":0,"d":"0.0000%"},"I","ORT, UCH",90211010]
[3066,"XC4.4.5","X01901","P90555,P90556,P90557","Implantáty a inštrumenty pre traumatológiu a ortopédiu-Mini Fragment systém HS 1,5; HS 2,0; Small Fragment system 3,0,  rôzne typy","1 ks dlaha tvarová uhlovo stabilná dĺžka 13,16,18,23,28,34,42,47,55,72,86,105,126 mm, hrúbka 0,7; 1,0; 1;5; 2,0  mm počet otvorov 4,6,7,8, 9,10,12,13 otvorov; 8 skrutiek dĺžka 6 až 40 mm s odstupom 1 mm, priemer 1,5; 1,7; 2,0; 2,2; 2,5; 3,0; 3,5 mm","HOB-AT","AT","set",{"v":0.1,"d":"10.00%"},604.53,604.53,{"v":0,"d":"0.00"},{"v":0,"d":"0.0000%"},"I","ORT, UCH",90211090]
[3067,"XC4.4.5","X04922","P54556","Lapidus dlaha","platničky, skrutky, spony, kotvy, gombíky, dlahy","AEH","DE","set",{"v":0.1,"d":"10.00%"},{"v":605,"d":"605.00"},{"v":605,"d":"605.00"},{"v":0,"d":"0.00"},{"v":0,"d":"0.0000%"},"I","ORT, UCH",90211010]
[3068,"XC4.4.5","X04923","P54556","MTP dlaha","titánová dlaha a 6 skrutiek, rozne druhy a veĺkosti","AEH","DE","set",{"v":0.1,"d":"10.00%"},{"v":605,"d":"605.00"},{"v":605,"d":"605.00"},{"v":0,"d":"0.00"},{"v":0,"d":"0.0000%"},"I","ORT, UCH",90211010]
[3069,"XC4.4.5","X04363","P96981","Implantát osteosyntetický, Normed dlahy a skrutky na nohu","rôzne druhy a veľkosti","ZIM","CH","set",{"v":0.1,"d":"10.00%"},{"v":610,"d":"610.00"},{"v":610,"d":"610.00"},{"v":0,"d":"0.00"},{"v":0,"d":"0.0000%"},"I","ORT, UCH",90219090]
[3070,"XC4.4.5","X04054","P96067","Implantát osteosyntetický -  Total Foot ALPS","rôzne druhy a veľkosti","BIM","US","set",{"v":0.1,"d":"10.00%"},{"v":611,"d":"611.00"},{"v":611,"d":"611.00"},{"v":0,"d":"0.00"},{"v":0,"d":"0.0000%"},"I","ORT, UCH",90219090]
[3071,"XC4.4.5","X03534","P81214,P81215,P81216,P81217","Fixačný systém na rekonštrukciu prednej nohy","ForeFoot set","BIM-GB","UK","set",{"v":0.1,"d":"10.00%"},611.05,611.05,{"v":0,"d":"0.00"},{"v":0,"d":"0.0000%"},"I","ORT, UCH",90213100]
[3072,"XC4.4.5","X01957","P71278","Compact Foot 2,0, 2,4 a 2,7 dlahy na nohu","Titanový fixacný systém (1 dlaha, 5 skrutiek) zložený z dláh a skrutiek na liecbu zlomenín nohy.","SYT-CH","CH","set",{"v":0.1,"d":"10.00%"},{"v":617.1,"d":"617.10"},{"v":617.1,"d":"617.10"},{"v":0,"d":"0.00"},{"v":0,"d":"0.0000%"},"I","ORT, UCH",90219090]
[3073,"XC4.4.5","X03387","P92344","Systém implantátov iO Fix","Materiál titan. X-Post skrutka s priemerom 4,6mm (dĺžka 14mm - 18mm), 6,6mm (dĺžka 15mm - 40mm), 8,0mm (dĺžka 20mm - 30mm), 9,5mm (25mm - 35mm), Antirotačná skrutka LAG s priemermi 3,0mm, 4,0mm, 5,0mm, 6,5mm v dĺžkach 16mm - 100mm (fixačný, vnútrokostný)","EXT-US","US","set",{"v":0.1,"d":"10.00%"},680.02,{"v":617.1,"d":"617.10"},62.92,{"v":0.09252700000000001,"d":"9.2527%"},"S","ORT, UCH",90211000]
[3074,"XC4.4.5","X01938","P88437","Hindfoot plate","Osteosyntetický materiál na nohy - titánová dlaha so skrutkami","KIO","DE","set",{"v":0.1,"d":"10.00%"},{"v":814,"d":"814.00"},{"v":617.1,"d":"617.10"},{"v":196.9,"d":"196.90"},{"v":0.241892,"d":"24.1892%"},"S","ORT, UCH",90219090]
[3075,{"$nulls":3},"XC4.5.1 Uhlovo stabilné dlahy na proximálny koniec ramennej kosti oceľové",{"$nulls":10},{"v":1288.65,"d":"1,288.650000"},"set/ 10 skrutiek"]
[3076,"XC4.5.1","X01856","P59917,P59915","Dlaha uhlovostabilná na proximálny koniec ramennej kosti, oceľ","Dlaha humerálna proxim,skrutky uzam.10x","MDN","CZ","set",{"v":0.1,"d":"10.00%"},{"v":375.4,"d":"375.40"},{"v":375.4,"d":"375.40"},{"v":0,"d":"0.00"},{"v":0,"d":"0.0000%"},"I","ORT, UCH",90211090]
[3077,"XC4.5.1","X02006","P71278","PHILOS, Philos-long.","Anatomicky tvarovaný uhlovo-stabilný systém (dlaha, plus 10 skrutiek) na proximálny humerus.","SYT-CH","CH","set",{"v":0.1,"d":"10.00%"},{"v":1288.65,"d":"1,288.65"},{"v":1288.65,"d":"1,288.65"},{"v":0,"d":"0.00"},{"v":0,"d":"0.0000%"},"I","ORT, UCH",90219090]
[3078,{"$nulls":3},"XC4.5.2 Uhlovo stabilné dlahy na proximálny koniec ramennej kosti titánové",{"$nulls":10},{"v":1566.95,"d":"1,566.950000"},"set/ 10 skrutiek"]
[3079,"XC4.5.2","X04795","P99053","Dlaha kostná, Implantát osteosyntetický - LCP Proximal Humerus","1 ks LCP dlaha humerálna proximálna, 10 ks skrutky US  rôzne druhy a veľkosti","MGZ","PL","set",{"v":0.1,"d":"10.00%"},398.88,398.88,{"v":0,"d":"0.00"},{"v":0,"d":"0.0000%"},"I","ORT, UCH",90219090]
[3080,"XC4.5.2","X01859","P59917,P59915","Dlaha uhlovostabilná na proximálny koniec ramennej kosti, titan","Dlaha humerálna proximálna, skrutka uzam.10x","MDN","CZ","set",{"v":0.1,"d":"10.00%"},438.78,438.78,{"v":0,"d":"0.00"},{"v":0,"d":"0.0000%"},"I","ORT, UCH",90211090]
[3081,"XC4.5.2","X04761","P93404,P93406","Variloc - Humeral Compression Locking Plate","rôzne veľkosti","CHV","CR","set",{"v":0.1,"d":"10.00%"},729.99,729.99,{"v":0,"d":"0.00"},{"v":0,"d":"0.0000%"},"I","ORT, UCH",90219090]
[3082,"XC4.5.2","X01906","P90557","Implantát pre traumatológiu a ortopédiu-Small Fragment System HS3.0","1 ks HHS PHP dlaha humerálna proximálna  dĺžka 81-137mm,  17-27 otvorov,  10 ks skrutky US kortikálne, špongiózne dĺžka 8-60mm","HOB-AT","AT","set",{"v":0.1,"d":"10.00%"},768.97,768.97,{"v":0,"d":"0.00"},{"v":0,"d":"0.0000%"},"I","ORT, UCH",90211090]
[3083,"XC4.5.2","X01941","P88437","Proximal Humerus plate","Titánová uhlovo stabilná dlaha a 10 skrutiek na proximálny humerus","KIO","DE","set",{"v":0.1,"d":"10.00%"},{"v":1197.9,"d":"1,197.90"},{"v":1197.9,"d":"1,197.90"},{"v":0,"d":"0.00"},{"v":0,"d":"0.0000%"},"I","ORT, UCH",90219090]
[3084,"XC4.5.2","X02016","P79985,P79986","Uhlovo stabilná dlaha NCB PH na proximálny koniec ramennej kosti titánová","Dlaha NCB PH 1 ks (dĺžka 80 - 117mm), dlaha NCB PH pre T minus (7 otv.) NCB skrutky 7 ks (kortikálne alebo spongiózne, veľ. 4.0 alebo 4.5, plné alebo kanylované), kortikálne skrutky veľ. 3.5mm 4ks, NCB uzamykacie hlavičky pre skrutky 7ks","ZIM","CH","set",{"v":0.1,"d":"10.00%"},{"v":1536.7,"d":"1,536.70"},{"v":1536.7,"d":"1,536.70"},{"v":0,"d":"0.00"},{"v":0,"d":"0.0000%"},"I","ORT, UCH",9021109000]
[3085,"XC4.5.2","X02010","P71278","PHILOS, Philos-long.","Anatomicky tvarovaný uhlovo-stabilný systém (dlaha, plus 10 skrutiek) na proximálny humerus.","SYT-CH","CH","set",{"v":0.1,"d":"10.00%"},{"v":1566.95,"d":"1,566.95"},{"v":1566.95,"d":"1,566.95"},{"v":0,"d":"0.00"},{"v":0,"d":"0.0000%"},"I","ORT, UCH",90219090]
[3086,{"$nulls":3},"XC4.5.3 Uhlovo stabilné dlahy na proximálny koniec ramennej kosti biokompozitné",{"$nulls":10},{"v":1036.99,"d":"1,036.990000"},"set"]
[3087,"XC4.5.3","X02033","P88400","Uhlovo stabilné dlahy na proximálny koniec ramennej kosti biokompozitné Diphos H","Dlaha 3 otvorová a 5 otvorová, skrutky priemer 3,5mm o dĺžke 16-40mm (po 2mm), uzamykateľné skrutky priemer 3,5mm o dĺžke 16-40mm (po 2mm) a uzamykateľné skrutky priemer 4mm o dĺžke 30-50mm (po 2mm) 55 a 60mm.","LSM","SM","set",{"v":0.1,"d":"10.00%"},{"v":1036.99,"d":"1,036.99"},{"v":1036.99,"d":"1,036.99"},{"v":0,"d":"0.00"},{"v":0,"d":"0.0000%"},"I","ORT, UCH",90213100]
[3088,{"$nulls":3},"XC4.5.4 Systém uhlovo stabilných dláh na distálny koniec ramennej kosti oceľové",{"$nulls":10},{"v":1960.2,"d":"1,960.200000"},"set/ 2 ks dlahy"]
[3089,"XC4.5.4","X03707","P59917,P59915","Dlaha, skrutka kostná a podložka Medin","Dlahy humerálne distálne, dorzolaterálne, mediálne, extraartikulárne a ulnárne rôzne veľkosti - oceľ","MDN","CZ","set",{"v":0.1,"d":"10.00%"},{"v":1505.24,"d":"1,505.24"},{"v":1505.24,"d":"1,505.24"},{"v":0,"d":"0.00"},{"v":0,"d":"0.0000%"},"I","ORT, UCH",90211090]
[3090,"XC4.5.4","X02025","P85588,P85590","Systém uhlovo stabilných dláh PLP ELbow na distálny koniec ramennej kosti oceľové","Dlahy PLP DH 2 ks (mediálna a posterolaterálna alebo laterálna, dĺžka 72 - 280mm), PLP uhlovo stabilné skrutky 2.7/3.5mm  20 ks , PLP kortikálne 2.7/3.5mm alebo spongiózne 4.0mm skrutky 10 ks","ZIM","US","set",{"v":0.1,"d":"10.00%"},{"v":1869.99,"d":"1,869.99"},{"v":1869.99,"d":"1,869.99"},{"v":0,"d":"0.00"},{"v":0,"d":"0.0000%"},"I","ORT, UCH",9021109000]
[3091,"XC4.5.4","X02014","P71278","LCP dlahy na distálny humerus","Ocelový fixacný systém (2 x dlaha, 6 x LCP 3,5 skrutka, 6 x LCP 2,7 skrutka) na liecbu distálnych humerálnych zlomenín.","SYT-CH","CH","set",{"v":0.1,"d":"10.00%"},{"v":1960.2,"d":"1,960.20"},{"v":1960.2,"d":"1,960.20"},{"v":0,"d":"0.00"},{"v":0,"d":"0.0000%"},"I","ORT, UCH",90219090]
[3092,{"$nulls":3},"XC4.5.5 Systém uhlovo stabilných dláh na distálny koniec ramennej kosti titánové",{"$nulls":10},{"v":2214.3,"d":"2,214.300000"},"set/ 2 ks dlahy"]
[3093,"XC4.5.5","X01907","P90557","Implantát pre traumatológiu a ortopédiu-Small Fragment System HS3.0","1 ks HHSdu-dlaha humerálna distálna radiálna dorsálna,1 ksHHSdrd-dlaha humerálna distálna radiálna laterálna,12 ks skrutky US kortikálne, špongiózne, 4 ks skrutky uhlovo nestabilné, kortikálne, špongiózne","HOB-AT","AT","set",{"v":0.1,"d":"10.00%"},{"v":1139.05,"d":"1,139.05"},{"v":1139.05,"d":"1,139.05"},{"v":0,"d":"0.00"},{"v":0,"d":"0.0000%"},"I","ORT, UCH",90211090]
[3094,"XC4.5.5","X05207","P90558","Implantáty a inštrumenty - dlaha humerálna HHS PHP DFD","rôzne typy, pre traumatológiu a ortopédiu (Dlahy rôznych typov a veľkostí na fixáciu distálného humeru - 1 ks dlaha 6 - 18 otvorov dĺžka, 79 až 159 mm; 10 ks skrutky dĺžka 8-60 mm)","HOB","AT","set",{"v":0.1,"d":"10.00%"},{"v":1491.93,"d":"1,491.93"},{"v":1491.93,"d":"1,491.93"},{"v":0,"d":"0.00"},{"v":0,"d":"0.0000%"},"I","ORT, UCH",90211090]
[3095,"XC4.5.5","X03708","P59917,P59915","Dlaha, skrutka kostná a podložka Medin","Dlahy humerálne distálne laterálne, mediálne, extraartikulárne, ulnárne rôzne veľkosti - titán","MDN","CZ","set",{"v":0.1,"d":"10.00%"},{"v":1759.95,"d":"1,759.95"},{"v":1759.95,"d":"1,759.95"},{"v":0,"d":"0.00"},{"v":0,"d":"0.0000%"},"I","ORT, UCH",90211090]
[3096,"XC4.5.5","X04060","P96067","Implantát osteosyntetický - ALPS Elbow plating Distal Humerus","rôzne druhy a veľkosti","BIM","US","set",{"v":0.1,"d":"10.00%"},{"v":1910,"d":"1,910.00"},{"v":1910,"d":"1,910.00"},{"v":0,"d":"0.00"},{"v":0,"d":"0.0000%"},"I","ORT, UCH",90219090]
[3097,"XC4.5.5","X01942","P88437","Distal Humerus plate","Dve titánové uhlovo stabilné dlahy so skrutkami na distálny humerus","KIO","DE","set",{"v":0.1,"d":"10.00%"},{"v":1929.95,"d":"1,929.95"},{"v":1929.95,"d":"1,929.95"},{"v":0,"d":"0.00"},{"v":0,"d":"0.0000%"},"I","ORT, UCH",90219090]
[3098,"XC4.5.5","X02013","P71278","LCP dlahy na distálny humerus","Titanový fixacný systém (2 x dlaha, 6 x LCP 3,5 skrutka, 6 x LCP 2,7 skrutka) na liecbu distálnych humerálnych zlomenín.","SYT-CH","CH","set",{"v":0.1,"d":"10.00%"},{"v":2214.3,"d":"2,214.30"},{"v":2214.3,"d":"2,214.30"},{"v":0,"d":"0.00"},{"v":0,"d":"0.0000%"},"I","ORT, UCH",90219090]
[3099,{"$nulls":3},"XC4.5.6 Vnútrodreňový klinec na ramennú kosť retro a antegrádny",{"$nulls":10},{"v":1234.2,"d":"1,234.200000"},"set"]
[3100,"XC4.5.6","X01863","P59921,P59915","Humerálny klinec dlhý, krátky, oceľ","klinec humerálny; skrutka spong. 4x, zátka 1x, skrutka kortikálna 5x","MDN","CZ","set",{"v":0.1,"d":"10.00%"},215.77,215.77,{"v":0,"d":"0.00"},{"v":0,"d":"0.0000%"},"I","ORT, UCH",90211090]
[3101,"XC4.5.6","X01869","P59921,P59915","Humerálny klinec dlhý, krátky, titan","klinec humerálny; skrutka spong. 4x, zátka 1x, skrutka kortikálna 5x","MDN","CZ","set",{"v":0.1,"d":"10.00%"},307.29,307.29,{"v":0,"d":"0.00"},{"v":0,"d":"0.0000%"},"I","ORT, UCH",90211090]
[3102,"XC4.5.6","X01915","P91167,P91169,P91172","Implantát pre traumatológiu a ortopédiu CHARFIX/CHARFIX2","1 ks klinec humerálny retrográdny,antegrádny, ľavý a pravý, 150-320mm,  priemer 6, 7, 8, 9,mm,  1 set zaisťovacich skrutiek dĺžka 16-60mm pros.zaistenie; 1 set zaisťovacích skrutiek pre distálne zistenie dlžka 16-60mmm , 1ks zátka klinca 0-5mm alebo kompresná skrutka","CHP-PL","PL","set",{"v":0.1,"d":"10.00%"},360.13,360.13,{"v":0,"d":"0.00"},{"v":0,"d":"0.0000%"},"I","ORT, UCH",90211090]
[3103,"XC4.5.6","X01998","P71278","Expert Humerálny Klinec EHN","Titanový fixacný systém Expert (klinec, 1 x špirálna cepielka, 3 x skrutka, 1 x záslepka) na liecbu proximálnych, diafyzárnych a distálnych humerálnych zlomenín a paklbov.","SYT-CH","CH","set",{"v":0.1,"d":"10.00%"},{"v":836.8,"d":"836.80"},{"v":836.8,"d":"836.80"},{"v":0,"d":"0.00"},{"v":0,"d":"0.0000%"},"I","ORT, UCH",90219090]
[3104,"XC4.5.6","X03847","P90561","HSN-ESIN, elastický klinec","2-4 ks titanový elastický vnůtrodreňový klinec L=400mm, primer 1,5 až 4,0 mm, 2-4 ks ; 2-4 ks zaisťovací segment; 2-4 ks zaisťovacie skrutky","HOB-AT","AT","set",{"v":0.1,"d":"10.00%"},{"v":1088.2,"d":"1,088.20"},{"v":1088.2,"d":"1,088.20"},{"v":0,"d":"0.00"},{"v":0,"d":"0.0000%"},"I","ORT, UCH",90211090]
[3105,"XC4.5.6","X05316","P3003A","Klinec humerálny DiPhos","rôzne rozmery, s príslušenstvom, II b","LSM","SM","set",{"v":0.1,"d":"10.00%"},{"v":1093.01,"d":"1,093.01"},{"v":1093.01,"d":"1,093.01"},{"v":0,"d":"0.00"},{"v":0,"d":"0.0000%"},"I","ORT, UCH",90213100,11546]
[3106,"XC4.5.6","X01928","P74962","Retro a antegrádny klinec na ramennú kosť Targon PH/H","titánový ramenný fixačný systém, klinec 150-300mm, až 4 + 4 zaisťovacie skrutky.","AES","DE","set",{"v":0.1,"d":"10.00%"},{"v":1094.49,"d":"1,094.49"},{"v":1094.49,"d":"1,094.49"},{"v":0,"d":"0.00"},{"v":0,"d":"0.0000%"},"I","ORT, UCH",90219090]
[3107,"XC4.5.6","X01972","P71278","UHN/PHN humerálny klinec","Titanový fixacný systém (klinec, 1x špirálna cepielka, 3x skrutka, 1x záslepka) na liecbu proximálnych, diafyzárnych a distálnych humerálnych zlomenín a paklbov.","SYT-CH","CH","set",{"v":0.1,"d":"10.00%"},{"v":1149.5,"d":"1,149.50"},{"v":1149.5,"d":"1,149.50"},{"v":0,"d":"0.00"},{"v":0,"d":"0.0000%"},"I","ORT, UCH",90219090]
[3108,"XC4.5.6","X01973","P71278","MultiLoc humerálny klinec","Modulárny titanový vnútrodrenový fixacný systém MultiLoc (1 x klinec, 4 x 4,5mm skrutka, 3 x LCP 3,5 skrutka, 4 x 4,0mm skrutka, 1 x záslepka) na liecbu proximálnych, diafyzárnych a distálnych humerálnych zlomenín a paklbov, vcítane dvoj-, troj- a štvorúlomkových zlomenín chirurgického krcku humeru..","SYT-CH","CH","set",{"v":0.1,"d":"10.00%"},{"v":1234.2,"d":"1,234.20"},{"v":1234.2,"d":"1,234.20"},{"v":0,"d":"0.00"},{"v":0,"d":"0.0000%"},"I","ORT, UCH",90219090]
[3109,{"$nulls":3},"XC4.6.1 Uhlovo stabilné dlahy na proximálnu časť predlaktia oceľové",{"$nulls":10},{"v":980.1,"d":"980.100000"},"set"]
[3110,"XC4.6.1","X02020","P85588,P85590","Uhlovo stabilná dlaha PLP Elbow na proximálnu časť predlaktia oceľové","Dlaha PLP PU 1 ks (dĺžka 77 - 233mm), PLP uhlovo stabilné skrutky 2.7/3.5mm  10 ks , PLP kortikálne 2.7/3.5mm alebo spongiózne 4.0mm skrutky 5 ks","ZIM","US","set",{"v":0.1,"d":"10.00%"},{"v":935,"d":"935.00"},{"v":935,"d":"935.00"},{"v":0,"d":"0.00"},{"v":0,"d":"0.0000%"},"I","ORT, UCH",9021109000]
[3111,"XC4.6.1","X01968","P71278","LCP Olecranon 3,5","Ocelový fixacný systém (1 x dlaha, 8 x skrutky) na liecbu zlomenín olecranonu a proximálnej casti ulny.","SYT-CH","CH","set",{"v":0.1,"d":"10.00%"},{"v":980.1,"d":"980.10"},{"v":980.1,"d":"980.10"},{"v":0,"d":"0.00"},{"v":0,"d":"0.0000%"},"I","ORT, UCH",90219090]
[3112,{"$nulls":3},"XC4.6.2 Uhlovo stabilné dlahy na proximálnu časť predlaktia titánové",{"$nulls":10},{"v":1125.3,"d":"1,125.300000"},"set"]
[3113,"XC4.6.2","X01929","P88437","Reco plate","Titánová uhlovo stabilná dlaha so skrutkami na proximálnu časť predklaktia.","KIO","DE","set",{"v":0.1,"d":"10.00%"},{"v":396,"d":"396.00"},{"v":396,"d":"396.00"},{"v":0,"d":"0.00"},{"v":0,"d":"0.0000%"},"I","ORT, UCH",90219090]
[3114,"XC4.6.2","X01905","P90557","Implantát pre traumatológiu a ortopédiu-Small Fragment System HS3.0","1 ks HOS dlaha na olekranon dĺžka 79-191 mm,  6-20 otvorov,  8 ks skrutky US kortikálne, špongiózne dĺžka 8-60mm, 4 ks skrutky uhlovo nestabilné, kortikálne, špongiózne dĺžka 12-60mm, priemer 3,0mm;","HOB-AT","AT","set",{"v":0.1,"d":"10.00%"},659.72,659.72,{"v":0,"d":"0.00"},{"v":0,"d":"0.0000%"},"I","ORT, UCH",90211090]
[3115,"XC4.6.2","X04056","P96067","Implantát osteosyntetický - ALPS Elbow plating Olecranon","rôzne druhy a veľkosti","BIM","US","set",{"v":0.1,"d":"10.00%"},{"v":890,"d":"890.00"},{"v":890,"d":"890.00"},{"v":0,"d":"0.00"},{"v":0,"d":"0.0000%"},"I","ORT, UCH",90219090]
[3116,"XC4.6.2","X01940","P88437","Olecranon plate","Titánová uhlovo stabilná dlaha so skrutkami na proximálnu časť predklaktia.","KIO","DE","set",{"v":0.1,"d":"10.00%"},{"v":891,"d":"891.00"},{"v":891,"d":"891.00"},{"v":0,"d":"0.00"},{"v":0,"d":"0.0000%"},"I","ORT, UCH",90219090]
[3117,"XC4.6.2","X01965","P71278","LCP 2,4 dlahy na proximálny radius.","Titanový fixacný systém (1 x dlaha, 8 x skrutky) na liecbu zlomenín krcka a hlavicky radia.","SYT-CH","CH","set",{"v":0.1,"d":"10.00%"},{"v":943.8,"d":"943.80"},{"v":943.8,"d":"943.80"},{"v":0,"d":"0.00"},{"v":0,"d":"0.0000%"},"I","ORT, UCH",90219090]
[3118,"XC4.6.2","X05209","P90557","INTEOS dlaha na hlavičku rádia, koronoid a olekranon","rôzne typy, pre traumatológiu a ortopédiu (Dlahy rôznych typov a veľkostí na fixáciu zlomenín hlavičky rádia, koronoid a olekranon - 1 ks dlaha 6 - 23 otvorov dĺžka, 30 až 161 mm; 12 ks skrutky dĺžka 8-60 mm)","HOB","AT","set",{"v":0.1,"d":"10.00%"},{"v":1089,"d":"1,089.00"},{"v":1089,"d":"1,089.00"},{"v":0,"d":"0.00"},{"v":0,"d":"0.0000%"},"I","ORT, UCH",90211090]
[3119,"XC4.6.2","X01970","P71278","LCP Olecranon 3,5","Titanový fixacný systém (1 x dlaha, 8 x skrutky) na liecbu zlomenín olecranonu a proximálnej casti ulny.","SYT-CH","CH","set",{"v":0.1,"d":"10.00%"},{"v":1125.3,"d":"1,125.30"},{"v":1125.3,"d":"1,125.30"},{"v":0,"d":"0.00"},{"v":0,"d":"0.0000%"},"I","ORT, UCH",90219090]
[3120,{"$nulls":3},"XC4.6.3 Uhlovo stabilné dlahy na diafýzu predlaktia oceľové",{"$nulls":10},{"v":935,"d":"935.000000"},"set"]
[3121,"XC4.6.3","X01848","P59917,P59915","Uhlovo stabilné dlahy na diafýzu predlaktia oceľová","LCP dlaha rekonštrukčná 10 otvorová, kostná skrutka uzamykateľná 8 ks","MDN","CZ","set",{"v":0.1,"d":"10.00%"},238.59,238.59,{"v":0,"d":"0.00"},{"v":0,"d":"0.0000%"},"I","ORT, UCH",90211090]
[3122,"XC4.6.3","X02039","P71278","LCP 3,5 rovné a rekonštrukcné dlahy","Ocelový dlahový fixacný systém (dlaha + 8 skrutiek) na liecbu diafyzárnych zlomenín predlaktia.","SYT-CH","CH","set",{"v":0.1,"d":"10.00%"},{"v":629.2,"d":"629.20"},{"v":629.2,"d":"629.20"},{"v":0,"d":"0.00"},{"v":0,"d":"0.0000%"},"I","ORT, UCH",90219090]
[3123,"XC4.6.3","X02026","P85589,P85590","Uhlovo stabilná dlaha na diafýzu predlaktia oceľová","Dlaha ULS 2.7/3.5 mm rovná 1 ks (dĺžka 26 - 287mm), ULS uhlovo stabilné skrutky 2.7/3.5mm  10 ks , PLP kortikálne 2.7/3.5mm alebo spongiózne 4.0mm skrutky 10 ks","ZIM","US","set",{"v":0.1,"d":"10.00%"},882.01,882.01,{"v":0,"d":"0.00"},{"v":0,"d":"0.0000%"},"I","ORT, UCH",9021109000]
[3124,{"$nulls":3},"XC4.6.4 Uhlovo stabilné dlahy na diafýzu predlaktia titánové",{"$nulls":10},{"v":822.8,"d":"822.800000"},"set"]
[3125,"XC4.6.4","X01852","P59917,P59915","Uhlovo stabilné dlahy na diafýzu predlaktia titanové","LCP dlaha rekonštrukčná 10 otvorová, kostná skrutka uzamykateľná 8 ks","MDN","CZ","set",{"v":0.1,"d":"10.00%"},263.65,263.65,{"v":0,"d":"0.00"},{"v":0,"d":"0.0000%"},"I","ORT, UCH",90211090]
[3126,"XC4.6.4","X01930","P88437","Small fragments","Titánová uhlovo stabilná dlaha so skrutkami na diafýzu predlaktia.","KIO","DE","set",{"v":0.1,"d":"10.00%"},429.01,429.01,{"v":0,"d":"0.00"},{"v":0,"d":"0.0000%"},"I","ORT, UCH",90219090]
[3127,"XC4.6.4","X01902","P90557","Implantát pre traumatológiu a ortopédiu-Small Fragment System HS3.0","1 ks HDRS, HS GP  dlaha rekonštrukčná rovná, žliabková dĺžka 34-141 mm,  4-15 otvorov,  8 ks skrutky US kortikálne, 8-34 mm priemer 2,5; 3,0; 4 ks skrutky uhlovo nestabilné, kortikálne,  12-34mm, priemer 3,0mm;","HOB-AT","AT","set",{"v":0.1,"d":"10.00%"},{"v":467,"d":"467.00"},{"v":467,"d":"467.00"},{"v":0,"d":"0.00"},{"v":0,"d":"0.0000%"},"I","ORT, UCH",90211090]
[3128,"XC4.6.4","X01961","P71278","LCP 3,5 rovné a rekonštrukcné dlahy","Titanový dlahový fixacný systém (dlaha + 8 skrutiek) na liecbu diafyzárnych zlomenín predlaktia.","SYT-CH","CH","set",{"v":0.1,"d":"10.00%"},{"v":822.8,"d":"822.80"},{"v":822.8,"d":"822.80"},{"v":0,"d":"0.00"},{"v":0,"d":"0.0000%"},"I","ORT, UCH",90219090]
[3129,{"$nulls":3},"XC4.6.5 Uhlovo stabilné dlahy na distálnu časť predlaktia oceľové",{"$nulls":10},{"v":750.2,"d":"750.200000"},"set"]
[3130,"XC4.6.5","X01845","P59917,P59915","Uhlovo stabilné dlahy na distálnu časť predlaktia oceľové","LCP T dlaha anatomická pravá, 6 X 4 otvory, skrutka uzamykateľná 7x","MDN","CZ","set",{"v":0.1,"d":"10.00%"},197.87,197.87,{"v":0,"d":"0.00"},{"v":0,"d":"0.0000%"},"I","ORT, UCH",90211090]
[3131,"XC4.6.5","X01959","P71278","LCP 2,4 VCP dlaha na piliere distálneho radia","Ocelový fixacný systém (1 dlaha, 8 skrutiek) na liecbu zlomenín distálneho radia.","SYT-CH","CH","set",{"v":0.1,"d":"10.00%"},{"v":750.2,"d":"750.20"},{"v":750.2,"d":"750.20"},{"v":0,"d":"0.00"},{"v":0,"d":"0.0000%"},"I","ORT, UCH",90219090]
[3132,{"$nulls":3},"XC4.6.6 Uhlovo stabilné dlahy na distálnu časť predlaktia titánové",{"$nulls":10},{"v":992.2,"d":"992.200000"},"set"]
[3133,"XC4.6.6","X01847","P59917,P59915","Uhlovo stabilné dlahy na distálnu časť predlaktia titánové","LCP T dlaha anatomická pravá, 6 X 4 otvory, skrutka uzamykateľná 7x","MDN","CZ","set",{"v":0.1,"d":"10.00%"},227.58,227.58,{"v":0,"d":"0.00"},{"v":0,"d":"0.0000%"},"I","ORT, UCH",90211090]
[3134,"XC4.6.6","X04794","P99053","Dlaha kostná - Implantát osteosyntetický - LCP Distal radius plate, Titánová LCP dlaha so skrutkami na distálnu časť predlaktia","1 x dlaha, 8 US skrutiek , 4 skrutky kortikálne, 2 skrutky US špongiózne","MGZ","PL","set",{"v":0.1,"d":"10.00%"},344.62,344.62,{"v":0,"d":"0.00"},{"v":0,"d":"0.0000%"},"I","ORT, UCH",90219090]
[3135,"XC4.6.6","X03704","P59917,P59915","Dlaha, skrutka kostná a podložka Medin","Titánová LCP dlaha so skrutkami na distálnu časť predlaktia (1 x dlaha, 8 skrutiek LCP, 4 skrutky kortikálne, 2 skrutky LCP špongiózne)","MDN","CZ","set",{"v":0.1,"d":"10.00%"},379.09,379.09,{"v":0,"d":"0.00"},{"v":0,"d":"0.0000%"},"I","ORT, UCH",90211090]
[3136,"XC4.6.6","X01931","P88437","Distal radius plate","Titánová uhlovo stabilná dlaha so skrutkami na distálnu časť predlaktia.","KIO","DE","set",{"v":0.1,"d":"10.00%"},473.35,473.35,{"v":0,"d":"0.00"},{"v":0,"d":"0.0000%"},"I","ORT, UCH",90219090]
[3137,"XC4.6.6","X01950","P31841,P31847","DR systém","Dlaha na distálny rádius - hrúbka 1,2 a 2 mm, šírka 10 mm","Sanat","HU","set",{"v":0.1,"d":"10.00%"},480.37,480.37,{"v":0,"d":"0.00"},{"v":0,"d":"0.0000%"},"I","ORT, UCH",90219090]
[3138,"XC4.6.6","X01932","P88437","Distal ulna plate","Titánová uhlovo stabilná dlaha so skrutkami na distálnu časť predlaktia.","KIO","DE","set",{"v":0.1,"d":"10.00%"},{"v":493.9,"d":"493.90"},{"v":493.9,"d":"493.90"},{"v":0,"d":"0.00"},{"v":0,"d":"0.0000%"},"I","ORT, UCH",90219090]
[3139,"XC4.6.6","X04760","P93404,P93406","Variloc -Distal Radius Compression Locking Plate","rôzne veľkosti","CHV","CR","set",{"v":0.1,"d":"10.00%"},529.99,529.99,{"v":0,"d":"0.00"},{"v":0,"d":"0.0000%"},"I","ORT, UCH",90219090]
[3140,"XC4.6.6","X01903","P90557","Implantát pre traumatológiu a ortopédiu-Small Fragment System HS3.0","1 ks HRS INTEOS dlaha radiálna, palmárna, dorsálna, revízna, ulnárna dĺžka 53-114 mm  17-27 otvorov,  8 ks skrutky US kortikálne, špongiózne dĺžka 8-60mm, 4 ks skrutky uhlovo nestabilné, kortikálne, špongiózne dĺžka 12-60mm, priemer 2,5; 3,0mm","HOB-AT","AT","set",{"v":0.1,"d":"10.00%"},611.92,611.92,{"v":0,"d":"0.00"},{"v":0,"d":"0.0000%"},"I","ORT, UCH",90211090]
[3141,"XC4.6.6","X04055","P96067","Implantát osteosyntetický - DVR Crosslock","rôzne druhy a veľkosti","BIM","US","set",{"v":0.1,"d":"10.00%"},{"v":810,"d":"810.00"},{"v":810,"d":"810.00"},{"v":0,"d":"0.00"},{"v":0,"d":"0.0000%"},"I","ORT, UCH",90219090]
[3142,"XC4.6.6","X03156","P93191","Uhlovo stabilná dlaha na distálnu časť predloktia titánová Zimmer Distal Radius","Dlaha Zimmer Distal Radius (2 dlahy, 10 skrutiek) Ľavá/Pravá 3-13 dierová, skrutka kortikálna O2,4mm dĺžka 10-30mm, skrutka uzamykacia O2,4mm dĺžka 10-30mm, uzamykací kolík O1,8mm dĺžka 10-30mm","ZIM","US","set",{"v":0.1,"d":"10.00%"},{"v":814,"d":"814.00"},{"v":814,"d":"814.00"},{"v":0,"d":"0.00"},{"v":0,"d":"0.0000%"},"I","ORT, UCH",9021109000]
[3143,"XC4.6.6","X05210","P90557","INTEOS dlaha na distálny rádius XXL palmárna","rôzne typy, pre traumatológiu a ortopédiu (Dlahy rôznych typov a veľkostí na fixáciu zlomenín distálného rádia palmárna - 1 ks dlaha 18 - 27 otvorov dĺžka, 111 až 183 mm; 18 ks skrutky dĺžka 8-60 mm)","HOB","AT","set",{"v":0.1,"d":"10.00%"},900.24,900.24,{"v":0,"d":"0.00"},{"v":0,"d":"0.0000%"},"I","ORT, UCH",90211090]
[3144,"XC4.6.6","X02000","P71278","LCP dlaha na distálny radius 2.4 mm","Titánový fixacný systém (2 dlahy, 8 skrutiek) na liecbu zlomenín distálneho radia.","SYT-CH","CH","set",{"v":0.1,"d":"10.00%"},{"v":907.5,"d":"907.50"},{"v":907.5,"d":"907.50"},{"v":0,"d":"0.00"},{"v":0,"d":"0.0000%"},"I","ORT, UCH",90219090]
[3145,"XC4.6.6","X02001","P71278","Dvojpilierová volárna, uhlovo variabilná LCP 2,4mm dlaha na distálny radius","Titánový fixacný systém (dlaha, 9 skrutiek) na liecbu zlomenín distálneho radia.","SYT-CH","CH","set",{"v":0.1,"d":"10.00%"},{"v":931.7,"d":"931.70"},{"v":931.7,"d":"931.70"},{"v":0,"d":"0.00"},{"v":0,"d":"0.0000%"},"I","ORT, UCH",90219090]
[3146,"XC4.6.6","X01969","P71278","Dorzálna uhlovo variabilná LCP dlaha na distálny radius 2.4 mm","Titánový fixacný systém (2 dlahy, 10 skrutiek) na liecbu zlomenín distálneho radia. Dlahy: anatomicky predtvarované, pocet otvorov v hlave 2-6, pocet otvorov v drieku 3-5, dlžka 37-57mm, pravé, lavé, univerzálne. Skrutky: uhlovo variabilné zamykacie priemer 2.4mm, samorezné dlžka 6-30 mm. zamykacie priemer 2,4mm, samorezné, dlžka 6-30mm, kortikálne priemer 2.4 mm, samorezné dlžka 6-30 mm,","SYT-CH","CH","set",{"v":0.1,"d":"10.00%"},{"v":992.2,"d":"992.20"},{"v":992.2,"d":"992.20"},{"v":0,"d":"0.00"},{"v":0,"d":"0.0000%"},"I","ORT, UCH",90219090]
[3147,"XC4.6.6","X01943","P88437","Osteosyntetické dlahy Hand Arthrodesis","Osteosyntetická dlaha na ruku so skrutkami.","KIO","DE","set",{"v":0.1,"d":"10.00%"},{"v":1095.59,"d":"1,095.59"},{"v":992.2,"d":"992.20"},103.39,{"v":0.094369,"d":"9.4369%"},"S","ORT, UCH",90219090]
[3148,{"$nulls":3},"XC4.6.7 Uhlovo stabilné dlahy na distálnu časť predlaktia biokompozitné",{"$nulls":10},{"v":765,"d":"765.000000"},"set"]
[3149,"XC4.6.7","X02032","P88400","Dlaha implantovateľná VRP","Dlaha 2,3,4,5 otvorová v prevedení pravom a ľavom, skrutka priemer 3,5mm o dĺžke 10-22mm (po 2mm), uzamykateľná skrutka priemer 3,5mm o dĺžke 10-22mm (po 2mm), uzamykateľná skrutka priemer 2,3mm o dĺžke 14-36mm (po 2mm), uzamykateľný kolík priemer 2,3mm o dĺžke 14-36mm (po 2mm)","LSM","SM","set",{"v":0.1,"d":"10.00%"},{"v":765,"d":"765.00"},{"v":765,"d":"765.00"},{"v":0,"d":"0.00"},{"v":0,"d":"0.0000%"},"I","ORT, UCH",90213100]
[3150,{"$nulls":3},"XC4.7.1 Samokompresívne skrutky na ruku",{"$nulls":10},{"v":157.3,"d":"157.300000"},"set"]
[3151,"XC4.7.1","X04919","P54556","Nízkoprofilové skrutky","Titánové skrutky, priemer 2.3-3.5mm, dĺžka 10-44mm","AEH","DE","ks",{"v":0.1,"d":"10.00%"},37.51,37.51,{"v":0,"d":"0.00"},{"v":0,"d":"0.0000%"},"I","ORT, UCH",90211010]
[3152,"XC4.7.1","X01994","P54365","Samokompresívne skrutky Herbert","Samokompresívna skrutka Herbert  Mini nebo Whipple (dĺžka 12 - 30mm) 1 ks","ZIM","US","set",{"v":0.1,"d":"10.00%"},{"v":99,"d":"99.00"},{"v":99,"d":"99.00"},{"v":0,"d":"0.00"},{"v":0,"d":"0.0000%"},"I","ORT, UCH",90211010]
[3153,"XC4.7.1","X04920","P54556","Kompresné skrutky","Titánové skrutky, priemer 2,5-4.0mm, dĺžka 8-60mm","AEH","DE","ks",{"v":0.1,"d":"10.00%"},151.25,151.25,{"v":0,"d":"0.00"},{"v":0,"d":"0.0000%"},"I","ORT, UCH",90211010]
[3154,"XC4.7.1","X04921","P54556","Nízkoprofilové skrutky QuickFix","Titánové skrutky, priemer 2.0-4.0mm, dĺžka 10-44mm","AEH","DE","ks",{"v":0.1,"d":"10.00%"},151.25,151.25,{"v":0,"d":"0.00"},{"v":0,"d":"0.0000%"},"I","ORT, UCH",90211010]
[3155,"XC4.7.1","X01952","P71278","HCS - Zahlbená kompresná skrutka","Zahlbená kompresná skrutka na liecbu intra a extraartikulárnych zlomenín, artrodéz malých klbov a osteotómií.","SYT-CH","CH","set",{"v":0.1,"d":"10.00%"},{"v":157.3,"d":"157.30"},{"v":157.3,"d":"157.30"},{"v":0,"d":"0.00"},{"v":0,"d":"0.0000%"},"I","ORT, UCH",90219090]
[3156,{"$nulls":3},"XC4.7.2 Osteosyntetické dlahy na ruku",{"$nulls":10},{"v":580.8,"d":"580.800000"},"set"]
[3157,"XC4.7.2","X01933","P88437","Osteosyntetické dlahy Hand minifragments/ring plates","Osteosyntetická dlaha na ruku so skrutkami.","KIO","DE","set",{"v":0.1,"d":"10.00%"},{"v":528,"d":"528.00"},{"v":528,"d":"528.00"},{"v":0,"d":"0.00"},{"v":0,"d":"0.0000%"},"I","ORT, PCH, UCH",90219090]
[3158,"XC4.7.2","X04053","P96067","Implantát osteosyntetický - ALPS Hand Plating","rôzne druhy a veľkosti","BIM","US","set",{"v":0.1,"d":"10.00%"},550.01,550.01,{"v":0,"d":"0.00"},{"v":0,"d":"0.0000%"},"I","ORT, PCH, UCH",90219090]
[3159,"XC4.7.2","X01956","P71278","Compact Hand dlahy 1,5 a 2,0mm na ruku","Titanový fixacný systém (1 x dlaha, 5 x skrutka) na liecbu zlomenín ruky, nohy a malých úlomkov.","SYT-CH","CH","set",{"v":0.1,"d":"10.00%"},{"v":580.8,"d":"580.80"},{"v":580.8,"d":"580.80"},{"v":0,"d":"0.00"},{"v":0,"d":"0.0000%"},"I","ORT, PCH, UCH",90219090]
[3160,"XC4.7.2","X03828","P69896,P69899","Osteosyntetické dlahy na ruku MANUS","Manus - Osteosynthesis system for hand surgery, rôžne typy a veľkosti","MEDICON","DE","set",{"v":0.1,"d":"10.00%"},{"v":580.8,"d":"580.80"},{"v":580.8,"d":"580.80"},{"v":0,"d":"0.00"},{"v":0,"d":"0.0000%"},"I","ORT, PCH, UCH",90211090]
[3161,{"$nulls":3},"XC4.8.1 Uhlovo stabilné dlahy na kľúčnu kosť oceľové",{"$nulls":10},{"v":762.3,"d":"762.300000"},"set"]
[3162,"XC4.8.1","X01844","P59917,P59915","Uhlovo stabilné dlahy oceľové pre claviculu","dlaha clavicula 15 ľavá, L 61 mm, päť otvorová / 5 ks skrutiek uzamykateľných","MDN","CZ","set",{"v":0.1,"d":"10.00%"},169.62,169.62,{"v":0,"d":"0.00"},{"v":0,"d":"0.0000%"},"I","ORT, UCH",90211090]
[3163,"XC4.8.1","X01960","P71278","LCP 3,5 Klavikulárna dlaha s hácikom","Ocelový fixacný systém (1 x dlaha, 6 x skrutka) na liecbu klavikulárnych zlomenín a dislokácií klúcnej kosti.","SYT-CH","CH","set",{"v":0.1,"d":"10.00%"},{"v":762.3,"d":"762.30"},{"v":762.3,"d":"762.30"},{"v":0,"d":"0.00"},{"v":0,"d":"0.0000%"},"I","ORT, UCH",90219090]
[3164,"XC4.8.1","X01967","P71278","LCP dlahy na hornú a prednú cast klavikuly","Ocelový fixacný systém (1xdlaha, 3x3,5mm skrutka, 6x2,7mm skrutka) na liecbu klavikulárnych zlomenín.","SYT-CH","CH","set",{"v":0.1,"d":"10.00%"},{"v":980.1,"d":"980.10"},{"v":762.3,"d":"762.30"},{"v":217.8,"d":"217.80"},{"v":0.222222,"d":"22.2222%"},"S","ORT, UCH",90219090]
[3165,{"$nulls":3},"XC4.8.2 Uhlovo stabilné dlahy na kľúčnu kosť titánové",{"$nulls":10},{"v":895.4,"d":"895.400000"},"set"]
[3166,"XC4.8.2","X01904","P90557","Implantát pre traumatológiu a ortopédiu-Small Fragment System HS3.0","1 ks HCS dlaha clavikulárna dĺžka 43-102 mm,  7-15 otvorov;  8 ks skrutky US kortikálne, špongiózne dĺžka 8-40mm, priemer 2,5; 3,0mm; 4 ks skrutky uhlovo nestabilné, kortikálne, špongiózne dĺžka 12-40mm, priemer 3,0mm","HOB-AT","AT","set",{"v":0.1,"d":"10.00%"},635.38,635.38,{"v":0,"d":"0.00"},{"v":0,"d":"0.0000%"},"I","ORT, UCH",90211090]
[3167,"XC4.8.2","X01936","P88437","Clavicula plate","Titánová, uhlovo stabilná dlaha na claviculu so skrutkami.","KIO","DE","set",{"v":0.1,"d":"10.00%"},{"v":698.5,"d":"698.50"},{"v":698.5,"d":"698.50"},{"v":0,"d":"0.00"},{"v":0,"d":"0.0000%"},"I","ORT, UCH",90219090]
[3168,"XC4.8.2","X05208","P90557","INTEOS dlaha na claviculu","rôzne typy, pre traumatológiu a ortopédiu (Dlahy rôznych typov a veľkostí na fixáciu claviculy supra-laterálna, dlaha s háčikom - 1 ks dlaha 8 - 18 otvorov dĺžka, 68 až 124 mm; 12 ks skrutky dĺžka 8-60 mm)","HOB","AT","set",{"v":0.1,"d":"10.00%"},873.62,873.62,{"v":0,"d":"0.00"},{"v":0,"d":"0.0000%"},"I","ORT, UCH",90211090]
[3169,"XC4.8.2","X01964","P71278","LCP 3,5 Klavikulárna dlaha s hácikom","Titánový fixacný systém (1 x dlaha, 6 x skrutka) na liecbu klavikulárnych zlomenín a dislokácií klavikuly.","SYT-CH","CH","set",{"v":0.1,"d":"10.00%"},{"v":895.4,"d":"895.40"},{"v":895.4,"d":"895.40"},{"v":0,"d":"0.00"},{"v":0,"d":"0.0000%"},"I","ORT, UCH",90219090]
[3170,{"$nulls":3},"XC4.8.3 Intramedulárny klinec na kľúčnu kosť",{"$nulls":10},{"v":347.98,"d":"347.980000"},"set"]
[3171,"XC4.8.3","X01909","P90559","Implantát pre traumatológiu a ortopédiu-HCP Clavicula Pin rôzne typy","1 ks HCP Pin clavikulárny dynamický, statický dĺžka 200 mm, priemer 2,8 mm","HOB-AT","AT","set",{"v":0.1,"d":"10.00%"},347.98,347.98,{"v":0,"d":"0.00"},{"v":0,"d":"0.0000%"},"I","ORT, UCH",90211090]
[3172,{"$nulls":3},"XC4.9.1 Osteosyntetické dlahy na panvový kruh preformované oceľové",{"$nulls":10},{"v":968,"d":"968.000000"},"set"]
[3173,"XC4.9.1","X01843","P59917,P59915","Osteosyntetické dlahy uhlovo stabilné preformované oceľové","dlaha pánvová flexibilná zahnutá 10 otvorová velkosť 3,155/10 / 8 skrutiek","MDN","CZ","set",{"v":0.1,"d":"10.00%"},68.33,68.33,{"v":0,"d":"0.00"},{"v":0,"d":"0.0000%"},"I","ORT, UCH",90211090]
[3174,"XC4.9.1","X02422","J92829","Panvová dlaha OMEGA","panvová dlaha OMEGA 4.základné typy ,ľavé a pravé,skrutky kortikálne samorezné HA 3,5 a skrutky špongiózne HB 4","MDN","CZ","set",{"v":0.1,"d":"10.00%"},544.92,544.92,{"v":0,"d":"0.00"},{"v":0,"d":"0.0000%"},"I","ORT, UCH",90211090]
[3175,"XC4.9.1","X01966","P71278","LCP 3,5 Panvové dlahy s nízkym profilom.","Ocelový fixacný systém (1 x dlaha, 8 x skrutka) na rekonštrukcné výkony v oblasti panvy a acetabula.","SYT-CH","CH","set",{"v":0.1,"d":"10.00%"},{"v":968,"d":"968.00"},{"v":968,"d":"968.00"},{"v":0,"d":"0.00"},{"v":0,"d":"0.0000%"},"I","ORT, UCH",90219090]
[3176,{"$nulls":3},"XC4.9.3 Panvové skrutky oceľové",{"$nulls":10},{"v":84.7,"d":"84.700000"},"ks"]
[3177,"XC4.9.3","X01951","P71278","Panvová kortikálna skrutka 3,5 samorezná.","Ocelová panvová kortikálna skrutka 3,5 na rekonštrukcné výkony v oblasti panvy a acetabula.","SYT-CH","CH","ks",{"v":0.1,"d":"10.00%"},{"v":84.7,"d":"84.70"},{"v":84.7,"d":"84.70"},{"v":0,"d":"0.00"},{"v":0,"d":"0.0000%"},"I","ORT, UCH",90219090]
[3178,{"$nulls":3},"XC4.10.1 Osteosyntetické dlahy na rebrá",{"$nulls":10},{"v":1098.68,"d":"1,098.680000"},"set/ 1 dlaha"]
[3179,"XC4.10.1","X02012","P71282","Matrix Rib","1x dlaha, splint, 6 x skrutka, Titanový dlahový a splintový fixačný systém na stabilizáciu a fixáciu normálnych a osteoporotických rebier. Dlahy: Delia sa na ľavé a pravé ( farebne odlíšené) a podľa úrovne poškodenia sú rôzne zahnuté. Rôzny počet dier na dlahách podľa úrovne poškodenia: Rebro 3- 15 dier; 4 a 5 rebro- 16 dier; 6 a 7 rebro 17 dier, 8a 9 rebro- 18 dier. Profil 1,5mm Skrutky: ? 2,9mm, dĺžky- 6, 8, 10, 12, 14 mm. Intramedulárne splinty: šírka 3, 4 a 5mm","SYT-CH","CH","set",{"v":0.1,"d":"10.00%"},{"v":1098.68,"d":"1,098.68"},{"v":1098.68,"d":"1,098.68"},{"v":0,"d":"0.00"},{"v":0,"d":"0.0000%"},"I","HCH, ORT, UCH",90219090]
[3180,{"$nulls":3},"XC4.10.2 Fixačný systém na sternum",{"$nulls":10},{"v":84,"d":"84.000000"},"set/jeden otvor so skrutkou"]
[3181,"XC4.10.2","X03829","P71282","Titánový fixačný systém pre hrudnú kosť","dlahy a skrutky","SYT-CH","CH","ks",{"v":0.1,"d":"10.00%"},{"v":84,"d":"84.00"},{"v":84,"d":"84.00"},{"v":0,"d":"0.00"},{"v":0,"d":"0.0000%"},"I","KCH",90211090]
[3182,{"$nulls":3},"XC4.10.3 Fixačný systém na sekundárne sutúry sterna","pre pacientov s predpokladaným komplikovaným hojením",{"$nulls":9},{"v":361.06,"d":"361.060000"},"set"]
[3183,"XC4.10.3","X03660","P71280","Systém implantačný ZipFix","fixácia hrudnej kosti, set 5 pások","SYT-CH","CH","set",{"v":0.1,"d":"10.00%"},361.06,361.06,{"v":0,"d":"0.00"},{"v":0,"d":"0.0000%"},"I","KCH",90211090]
[3184,{"$nulls":3},"XC4.10.4 Dlaha podporná implantabilná hrudníková (Pectus excavatum)",{"$nulls":10},{"v":1319,"d":"1,319.000000"},"ks"]
[3185,"XC4.10.4","X03531","P60836","Dlaha podporná implantabilná hrudníková","s príslušenstvom; Pectus Support Bar System Implants","WLS","US","ks",{"v":0.1,"d":"10.00%"},{"v":1319,"d":"1,319.00"},{"v":1319,"d":"1,319.00"},{"v":0,"d":"0.00"},{"v":0,"d":"0.0000%"},"I","DCH, HCH, ORT",90211010]
[3186,{"$nulls":3},"XC4.11.1 Náhrada kosti s antibiotikami",{"$nulls":10},{"v":2843.5,"d":"2,843.500000"},"ks"]
[3187,"XC4.11.1","X04499","P96625","\"Antibiotická keramická kostná náhrada Cerament G s Gentamicínom \"","\"inječná keramická náhrada kostného štepu s gentamycínom 5ml alebo 10ml(1ml pasty obsahuje 17.5mg gentamycínu)\"","BNE","SE","set",{"v":0.1,"d":"10.00%"},{"v":2559.15,"d":"2,559.15"},{"v":2559.15,"d":"2,559.15"},{"v":0,"d":"0.00"},{"v":0,"d":"0.0000%"},"I","ORT, UCH",30064000]
[3188,"XC4.11.1","X04500","P96626","\"Náhrada kostná keramická  Cerament V \"","s vankomycínom 5ml / 10ml","BNE","SE","set",{"v":0.1,"d":"10.00%"},{"v":2559.15,"d":"2,559.15"},{"v":2559.15,"d":"2,559.15"},{"v":0,"d":"0.00"},{"v":0,"d":"0.0000%"},"I","ORT, UCH",30064000]
[3189,{"$nulls":3},"XC4.11.2 Náhrada kosti bez antibiotík",{"$nulls":10},{"v":1450.79,"d":"1,450.790000"},"ks"]
[3190,"XC4.11.2","X05267","P97520","Výplň kostná AccuFill","s príslušenstvom; rôzne objemy","ETO","US","ks",{"v":0.1,"d":"10.00%"},{"v":1450.79,"d":"1,450.79"},{"v":1450.79,"d":"1,450.79"},{"v":0,"d":"0.00"},{"v":0,"d":"0.0000%"},"I","ORT, UCH",90211010]
[3191,{"$nulls":3},"XC4.12 Cementy pre traumatológiu",{"$nulls":10},{"v":759,"d":"759.000000"},"set"]
[3192,"XC4.12","X05152","P71284","Cement kostný Synthes Biomaterials","s príslušenstvom; rôzne typy","SYT","CH","set",{"v":0.2,"d":"20.00%"},{"v":759,"d":"759.00"},{"v":759,"d":"759.00"},{"v":0,"d":"0.00"},{"v":0,"d":"0.0000%"},"I","CHI, ORT, UCH",90211090]
[3193,{"$nulls":3},"XC4.13 Systém na odber spondgiózy",{"$nulls":10},{"v":1157.01,"d":"1,157.010000"},"set"]
[3194,"XC4.13","X05266","P1210A","Systém pre kostnú chirurgiu RIA 2","rôzne druhy","SYT","CH","set",{"v":0.2,"d":"20.00%"},{"v":1157.01,"d":"1,157.01"},{"v":1157.01,"d":"1,157.01"},{"v":0,"d":"0.00"},{"v":0,"d":"0.0000%"},"I","CHI, ORT, UCH",90211090]
[3195,{"$nulls":3},"XC5 Komponenty pre artoskopické operácie"]
[3196,{"$nulls":3},"XC5.1 Femorálny fixačný systém vstrebatelný, biokompozitný",{"$nulls":10},{"v":272.72,"d":"272.720000"},"ks"]
[3197,"XC5.1","X01383","P74129","Vstrebateľná interferenčná skrutka - Absolute","priemer 7 - 10 mm, dĺžka 23, 30 mm","DPI-US","US","ks",{"v":0.1,"d":"10.00%"},214.88,214.88,{"v":0,"d":"0.00"},{"v":0,"d":"0.0000%"},"I","ORT, UCH",90211010]
[3198,"XC5.1","X05101","P0356A","Skrutka kompresná MAGNEZIX CS 2.0 / MAGNEZIX CS 2.7 / MAGNEZIX CS 3.2","absorbovateľná; rôzne rozmery","SXA","DE","ks",{"v":0.1,"d":"10.00%"},{"v":229.9,"d":"229.90"},{"v":229.9,"d":"229.90"},{"v":0,"d":"0.00"},{"v":0,"d":"0.0000%"},"I","ORT, UCH",90211010]
[3199,"XC5.1","X01364","P54556","Biokompozitné interferenčné skrutky","Femorálna vstrebateľná interferenčná skrutka 7-10x20mm; 6-10x23mm; 8-11x28mm","ATH","DE","ks",{"v":0.1,"d":"10.00%"},{"v":230,"d":"230.00"},{"v":230,"d":"230.00"},{"v":0,"d":"0.00"},{"v":0,"d":"0.0000%"},"I","ORT, UCH",90211010]
[3200,"XC5.1","X04720","P94773","Implantát kortikálny nastaviteľný RigidLoop","štandardný / dlhý / XL; na fixáciu šliach a väzov","MDO","CH","ks",{"v":0.1,"d":"10.00%"},{"v":242,"d":"242.00"},{"v":242,"d":"242.00"},{"v":0,"d":"0.00"},{"v":0,"d":"0.0000%"},"I","ORT, UCH",90211010]
[3201,"XC5.1","X01402","P54556","Fermorálny TightRope","fixačný dlažkový systém, veľkosť 4, 7, 9 mm","ATH","DE","ks",{"v":0.1,"d":"10.00%"},{"v":246.4,"d":"246.40"},{"v":246.4,"d":"246.40"},{"v":0,"d":"0.00"},{"v":0,"d":"0.0000%"},"I","ORT, UCH",90211010]
[3202,"XC5.1","X05004","P96700","Implantát ortopedický bioabsorbovateľný ActivaPin","čap; priemer: 1,5 - 3,2mm, dĺžka: 20-70mm","BTD","FI","ks",{"v":0.1,"d":"10.00%"},{"v":246.4,"d":"246.40"},{"v":246.4,"d":"246.40"},{"v":0,"d":"0.00"},{"v":0,"d":"0.0000%"},"I","ORT, UCH",902110]
[3203,"XC5.1","X01386","P74133","Vstrebateľná interferenčná skrutka - Milagro","priemer 5 - 12 mm, dĺžka 12 - 35 mm","DPI-US","US","ks",{"v":0.1,"d":"10.00%"},251.43,251.43,{"v":0,"d":"0.00"},{"v":0,"d":"0.0000%"},"I","ORT, UCH",90211010]
[3204,"XC5.1","X01585","P83238","Femorálny a tibiálny fixačný systém Megafix T, B,P,C,CP","Femorálny  a tibiálny fixačný systém MegafixT, B,P,C,CP veľkosti T 7x20,25,8x20,25,9x20,25,7x23,28,8x23,28,9x23,2810x23,28,11x23,28mm, B,C:6x19,7x19,23,28,8x19,23,28,9x23,28,P,CP8x23,28,9x23,28,10x28,35,11x35mm","STORZ","DE","ks",{"v":0.1,"d":"10.00%"},{"v":254.1,"d":"254.10"},{"v":254.1,"d":"254.10"},{"v":0,"d":"0.00"},{"v":0,"d":"0.0000%"},"I","ORT, UCH",90211090]
[3205,"XC5.1","X01370","P54556","Vstrebateľný pin","Bio-TransFix 3x40-50mm, 5x40-60mm","ATH","DE","ks",{"v":0.1,"d":"10.00%"},258.72,258.72,{"v":0,"d":"0.00"},{"v":0,"d":"0.0000%"},"I","ORT, UCH",90211010]
[3206,"XC5.1","X05005","P96705","Implantát ortopedický bioabsorbovateľný ActivaScrew Cannulated","skrutka; priemer: 3,5 - 4,5mm, dĺžka: 20 - 90mm","BTD","FI","ks",{"v":0.1,"d":"10.00%"},{"v":264,"d":"264.00"},{"v":264,"d":"264.00"},{"v":0,"d":"0.00"},{"v":0,"d":"0.0000%"},"I","ORT, UCH",902110]
[3207,"XC5.1","X05102","P0357A","Skrutka kompresná MAGNEZIX CSC 4.8","absorbovateľná; rôzne rozmery","SXA","DE","ks",{"v":0.1,"d":"10.00%"},{"v":266.2,"d":"266.20"},{"v":266.2,"d":"266.20"},{"v":0,"d":"0.00"},{"v":0,"d":"0.0000%"},"I","ORT, UCH",90211010]
[3208,"XC5.1","X03948","P93674","Systém fixačný ToggleLoc","na fixáciu mäkkého tkaniva; rôzne veľkosti","BIM","US","ks",{"v":0.1,"d":"10.00%"},{"v":271,"d":"271.00"},{"v":271,"d":"271.00"},{"v":0,"d":"0.00"},{"v":0,"d":"0.0000%"},"I","ORT, UCH",90211010]
[3209,"XC5.1","X03946","P93667","Systém interverenčných skrutiek Gentle Threads","priemer 7 - 10 mm, dĺžka 23, 30 mm/revízne priemer 11x25 mm a 12x25 mm","BIM","US","ks",{"v":0.1,"d":"10.00%"},{"v":271,"d":"271.00"},{"v":271,"d":"271.00"},{"v":0,"d":"0.00"},{"v":0,"d":"0.0000%"},"I","ORT, UCH",90211010]
[3210,"XC5.1","X01380","P74058","Fixačný systém RigidFix, Rigidloop","priemer 2 - 5 mm; nastaviteľná dĺžka","DPI-US","US","ks",{"v":0.1,"d":"10.00%"},272.72,272.72,{"v":0,"d":"0.00"},{"v":0,"d":"0.0000%"},"I","ORT, UCH",90211010]
[3211,"XC5.1","X01385","P74132","Systém femorálneho implantátu - Intrafix","Skrutka - priemer 6 - 9 mm,  púzdro - priemer - 7 - 9 mm.","DPI-US","US","ks",{"v":0.1,"d":"10.00%"},281.11,272.72,8.39,{"v":0.029845999999999998,"d":"2.9846%"},"S","ORT, UCH",90213990]
[3212,{"$nulls":3},"XC5.2 Tibiálny fixačný systém vstrebatelný, biokompozitný",{"$nulls":10},{"v":272.72,"d":"272.720000"},"ks"]
[3213,"XC5.2","X01384","P74130","Systém tibiálneho implantátu - BioIntrafix","Skrutka - priemer 6 - 10 mm,  púzdro - priemer - 7 - 10mm","DPI-US","US","ks",{"v":0.1,"d":"10.00%"},199.66,199.66,{"v":0,"d":"0.00"},{"v":0,"d":"0.0000%"},"I","ORT, UCH",90211010]
[3214,"XC5.2","X01382","P74129","Vstrebateľná interferenčná skrutka - Absolute","priemer 7 - 10 mm, dĺžka 23, 30 mm","DPI-US","US","ks",{"v":0.1,"d":"10.00%"},214.88,214.88,{"v":0,"d":"0.00"},{"v":0,"d":"0.0000%"},"I","ORT, UCH",90211010]
[3215,"XC5.2","X01401","P54556","Biokompozitné interferenčné skrutky","Tbiálna vstrebateľná interferenčná skrutka 7-10x20mm; 8-12x28mm; 9-12x35mm","ATH","DE","ks",{"v":0.1,"d":"10.00%"},{"v":230,"d":"230.00"},{"v":230,"d":"230.00"},{"v":0,"d":"0.00"},{"v":0,"d":"0.0000%"},"I","ORT, UCH",90211010]
[3216,"XC5.2","X05054","P93674","Systém fixačný ToggleLoc","na fixáciu mäkkého tkaniva; rôzne veľkosti","BIM","US","ks",{"v":0.1,"d":"10.00%"},{"v":251,"d":"251.00"},{"v":251,"d":"251.00"},{"v":0,"d":"0.00"},{"v":0,"d":"0.0000%"},"I","ORT, UCH",90211010]
[3217,"XC5.2","X01387","P74133","Vstrebateľná interferenčná skrutka - Milagro","priemer 5 - 12 mm, dĺžka 12 - 35 mm","DPI-US","US","ks",{"v":0.1,"d":"10.00%"},251.43,251.43,{"v":0,"d":"0.00"},{"v":0,"d":"0.0000%"},"I","ORT, UCH",90211010]
[3218,"XC5.2","X03945","P93667","Systém interverenčných skrutiek Gentle Threads","priemer 7 - 10 mm, dĺžka 23, 30 mm/revízne priemer 11x25 mm a 12x25 mm","BIM","US","ks",{"v":0.1,"d":"10.00%"},{"v":271,"d":"271.00"},{"v":271,"d":"271.00"},{"v":0,"d":"0.00"},{"v":0,"d":"0.0000%"},"I","ORT, UCH",90211010]
[3219,{"$nulls":3},"XC5.3 Fixačné komponenty na sutúru menisku",{"$nulls":10},{"v":214.88,"d":"214.880000"},"ks"]
[3220,"XC5.3","X04841","P97395","Implantát CrossFix II na reparáciu menisku","CM-8001, CM-8002, Jednorázový implantát so zavádzačom, materiál allsature – vlákno, prevedenie zavádzača zahnutie do hora a rovné prevedenie","CYE","US","ks",{"v":0.1,"d":"10.00%"},{"v":193,"d":"193.00"},{"v":193,"d":"193.00"},{"v":0,"d":"0.00"},{"v":0,"d":"0.0000%"},"I","ORT, UCH",90211010]
[3221,"XC5.3","X01396","P87401","Systém na sutúru menisku - Omnispan","Uhly zahnutia implantátov 0°, 12°, 27°. Materiál: PEEK a vlákno Orthocord","DPI-US","US","ks",{"v":0.1,"d":"10.00%"},{"v":193.6,"d":"193.60"},{"v":193.6,"d":"193.60"},{"v":0,"d":"0.00"},{"v":0,"d":"0.0000%"},"I","ORT, UCH",90213990]
[3222,"XC5.3","X01381","P74059","Systém na sutúru menisku - RapidLoc, Truespan","Uhly zahnutia implantátov 0°, 12°, 27°. Materiál: PDS, PLA, PEEK","DPI-US","US","ks",{"v":0.1,"d":"10.00%"},214.88,214.88,{"v":0,"d":"0.00"},{"v":0,"d":"0.0000%"},"I","ORT, UCH",90211010]
[3223,"XC5.3","X01404","P54556","Implantáty pre fixáciu meniskov","priemer 1.3mm x 10, 12, 14mm; priemer 2mm x 5mm","ATH","DE","ks",{"v":0.1,"d":"10.00%"},260.48,214.88,{"v":45.6,"d":"45.60"},{"v":0.175061,"d":"17.5061%"},"S","ORT, UCH",90211010]
[3224,{"$nulls":3},"XC5.3.1 Fixačné komponenty na sutúru menisku s jednorázovým zavádzačom",{"$nulls":10},{"v":190.59,"d":"190.590000"},"ks"]
[3225,"XC5.3.1","X03647","P93672","Jednorázový zavádzač Max Fire-MarXmen na fixáciu menisku nevstrebateľným vláknom. Bezuzliaca technológia ZipLoop, rovná a zahnutá.","Univerzálna veľkosť implantátu","BIM-US","US","ks",{"v":0.1,"d":"10.00%"},190.58,190.58,{"v":0,"d":"0.00"},{"v":0,"d":"0.0000%"},"I","ORT, UCH",90213100]
[3226,"XC5.3.1","X01356","P41453,P87401","Jednorázový zavádzač implantátov -  na sutúru menisku","Materiál: polykarbonát a nehrdzavejúca oceľ","DPI-US","US","ks",{"v":0.2,"d":"20.00%"},190.59,190.59,{"v":0,"d":"0.00"},{"v":0,"d":"0.0000%"},"I","ORT, UCH",90211010]
[3227,{"$nulls":3},"XC5.4 Kotviaci systém na léziu manžety rotátorov vstrebatelný biokompozitný",{"$nulls":10},{"v":331,"d":"331.000000"},"ks"]
[3228,"XC5.4","X01405","P54556","Uzliaca kotvička Corkscrew","3.7, 4.5, 5.5, 6.5 x 15, 16, 17.9mm","ATH","DE","ks",{"v":0.1,"d":"10.00%"},{"v":264,"d":"264.00"},{"v":264,"d":"264.00"},{"v":0,"d":"0.00"},{"v":0,"d":"0.0000%"},"I","ORT, UCH",90211010]
[3229,"XC5.4","X04840","P97293","Kotva a ihla Quattro pre zavádzač stehov v artroskopii","rôzne druhy a veľkosti, kotviaci systém na léziu manžety rotátorov","CYE","US","ks",{"v":0.1,"d":"10.00%"},{"v":268,"d":"268.00"},{"v":268,"d":"268.00"},{"v":0,"d":"0.00"},{"v":0,"d":"0.0000%"},"I","ORT, UCH",90211010]
[3230,"XC5.4","X03947","P93669","Systém závitový kotviaci Peek Anchors All Thread","na fixáciu mäkkého tkaniva; rôzne veľkosti","BIM-US","US","ks",{"v":0.1,"d":"10.00%"},{"v":296.8,"d":"296.80"},{"v":296.8,"d":"296.80"},{"v":0,"d":"0.00"},{"v":0,"d":"0.0000%"},"I","ORT, UCH",90211010]
[3231,"XC5.4","X01576","P28997","Biovstrebateľné kotvičky BioPlug","Fixačná komponenta na léziu manžety rotátorov, priemery 5,2; 4,2; 3,5 mm, polyesterové vlákno USP 2,0","STORZ","DE","ks",{"v":0.1,"d":"10.00%"},{"v":302.5,"d":"302.50"},{"v":302.5,"d":"302.50"},{"v":0,"d":"0.00"},{"v":0,"d":"0.0000%"},"I","ORT, UCH",90211090]
[3232,"XC5.4","X04801","P99324,P99325","Kotva Healix Advance, stehová, fixacná pre mäkké tkanivo","rôzne typy","MDO","CH","ks",{"v":0.1,"d":"10.00%"},307.44,307.44,{"v":0,"d":"0.00"},{"v":0,"d":"0.0000%"},"I","ORT, UCH",90211010]
[3233,"XC5.4","X01374","P54556","Vstrebateľná neuzliaca kotvička","PushLock 3.5, 4.5 x 14, 18.5 mm; SwiveLock 4.75, 5.5 x 19.1, 20, 24.5mm","ATH","DE","ks",{"v":0.1,"d":"10.00%"},307.99,307.99,{"v":0,"d":"0.00"},{"v":0,"d":"0.0000%"},"I","ORT, UCH",90211010]
[3234,"XC5.4","X01388","P74135","Kotviaci systém na léziu manžety rotátorov - Versalok","Materiál PEEK,Titán, vlákno Orthocord, Permacord","DPI-US","US","ks",{"v":0.1,"d":"10.00%"},310.05,310.05,{"v":0,"d":"0.00"},{"v":0,"d":"0.0000%"},"I","ORT, UCH",90211010]
[3235,"XC5.4","X01394","P82789","Kotviaci systém na léziu manžety rotátorov - Healix","Priemer 3 - 6,5 mm, vlákno Orthocord, Permacord","DPI-US","US","ks",{"v":0.1,"d":"10.00%"},327.06,327.06,{"v":0,"d":"0.00"},{"v":0,"d":"0.0000%"},"I","ORT, UCH",90211010]
[3236,{"$nulls":3},"XC5.5 Kotviaci systém na nestabilitu ramena a SLAP léziu vstrebatelný biokompozitný",{"$nulls":10},{"v":322.72,"d":"322.720000"},"ks"]
[3237,"XC5.5","X01371","P54556","Vstrebateľná uzliaca kotvička","SutureTak 2.4, 3, 3.7 x 12, 14 mm; FASTak 3 x 14 mm","ATH","DE","ks",{"v":0.1,"d":"10.00%"},236.72,236.72,{"v":0,"d":"0.00"},{"v":0,"d":"0.0000%"},"I","ORT, UCH",90211010]
[3238,"XC5.5","X05053","P93665","Systém kotviaci JuggerKnot Soft Anchor","s inštrumentáriom, na fixáciu mäkkého tkaniva; rôzne veľkosti","BIM","US","ks",{"v":0.1,"d":"10.00%"},{"v":246.1,"d":"246.10"},{"v":246.1,"d":"246.10"},{"v":0,"d":"0.00"},{"v":0,"d":"0.0000%"},"I","ORT, UCH",90211010]
[3239,"XC5.5","X04934","P97293","Kotva a ihla Quattro pre zavádzač stehov v artroskopii","rôzne druhy a veľkosti, kotviaci systém na nestabilitu ramena a SLAP léziu","CYE","US","ks",{"v":0.1,"d":"10.00%"},{"v":268,"d":"268.00"},{"v":268,"d":"268.00"},{"v":0,"d":"0.00"},{"v":0,"d":"0.0000%"},"I","ORT, UCH",90211010]
[3240,"XC5.5","X04747","P99304","Systém ramenných implantátov Latarjet","rôzne typy","MDO","CH","ks",{"v":0.1,"d":"10.00%"},{"v":302.5,"d":"302.50"},{"v":302.5,"d":"302.50"},{"v":0,"d":"0.00"},{"v":0,"d":"0.0000%"},"I","ORT, UCH",90211010]
[3241,"XC5.5","X01395","P86199","Kotviaci systém na nestabilitu ramena a SLAP léziu - Gryphon, GII","Materiál kotvy TCP/PLGA, vlákno Orthocord, Permacord","DPI-US","US","ks",{"v":0.1,"d":"10.00%"},305.68,305.68,{"v":0,"d":"0.00"},{"v":0,"d":"0.0000%"},"I","ORT, UCH",90211010]
[3242,"XC5.5","X01373","P54556","Vstrebateľná neuzliaca kotvička","PushLock 3.5, 4.5 x 14, 18.5 mm; SwiveLock 4.75, 5.5 x 19.1, 20, 24.5mm","ATH","DE","ks",{"v":0.1,"d":"10.00%"},307.99,307.99,{"v":0,"d":"0.00"},{"v":0,"d":"0.0000%"},"I","ORT, UCH",90211010]
[3243,"XC5.5","X01354","P41444,P41445","Kotviaci systém na nestabilitu ramena a SLAP léziu - Lupine Loop, Bioknotless","Materiál TCP/PLGA, vlákno Orthocord, Permacord","DPI-US","US","ks",{"v":0.1,"d":"10.00%"},319.21,319.21,{"v":0,"d":"0.00"},{"v":0,"d":"0.0000%"},"I","ORT, UCH",90211010]
[3244,{"$nulls":3},"XC5.5.1 Kotviaci systém na nestabilitu ramena a SLAP léziu vstrebatelný biokompozitný jednorázový zavádzač",{"$nulls":10},{"v":319.4,"d":"319.400000"},"ks"]
[3245,"XC5.5.1","X04746","P99304","Systém ramenných implantátov Latarjet","rôzne typy","MDO","CH","ks",{"v":0.2,"d":"20.00%"},{"v":316.8,"d":"316.80"},{"v":316.8,"d":"316.80"},{"v":0,"d":"0.00"},{"v":0,"d":"0.0000%"},"I","ORT, UCH",90211010]
[3246,"XC5.5.1","X01355","P41453","Jednorázový zavádzač vlákna pre kotvy","Stupne zahnutia - rovný, 25° vľavo a vpravo, 45° vľavo a vpravo, 90°, háčik","DPI-US","US","ks",{"v":0.2,"d":"20.00%"},{"v":319.4,"d":"319.40"},{"v":319.4,"d":"319.40"},{"v":0,"d":"0.00"},{"v":0,"d":"0.0000%"},"I","ORT, UCH",90189084]
[3247,{"$nulls":3},"XC5.6 Fixačná komponenta pre operáciu AC kĺbu",{"$nulls":10},{"v":528,"d":"528.000000"},"ks"]
[3248,"XC5.6","X04449","P93674","Systém fixačný ToggleLoc","na fixáciu mäkkého tkaniva; rôzne veľkosti","BIM","US","ks",{"v":0.1,"d":"10.00%"},{"v":333,"d":"333.00"},{"v":333,"d":"333.00"},{"v":0,"d":"0.00"},{"v":0,"d":"0.0000%"},"I","ORT, UCH",90211010]
[3249,"XC5.6","X01586","P83240","fixačná komponenta pre operáciu AC kĺbu","fixačná komponenta flipptack 2ks a šitie etibond","STORZ","DE","ks",{"v":0.1,"d":"10.00%"},{"v":363,"d":"363.00"},{"v":363,"d":"363.00"},{"v":0,"d":"0.00"},{"v":0,"d":"0.0000%"},"I","ORT, UCH",90211010]
[3250,"XC5.6","X01375","P54556","Systém pre operácie AC kĺbu","TightRope, GraftRope","ATH","DE","ks",{"v":0.1,"d":"10.00%"},{"v":528,"d":"528.00"},{"v":528,"d":"528.00"},{"v":0,"d":"0.00"},{"v":0,"d":"0.0000%"},"I","ORT, UCH",90211010]
[3251,{"$nulls":3},"XC5.7 Koblačná elektróda s integrovaným káblom",{"$nulls":10},{"v":394.35,"d":"394.350000"},"ks"]
[3252,"XC5.7","X01367","P54556","OPES elektróda s káblom","uhly zakrivenia 0°, 30°, 45°, 50°, 90°","ATH","DE","ks",{"v":0.2,"d":"20.00%"},254.18,254.18,{"v":0,"d":"0.00"},{"v":0,"d":"0.0000%"},"I","ORT, UCH",90211010]
[3253,"XC5.7","X01376","P58088","Koblačná elektróda s integrovaným káblom - VAPR","Obsahuje integrovaný kábel. Priemer elektródy je 2 - 5 mm.","DPI-US","US","ks",{"v":0.2,"d":"20.00%"},394.35,394.35,{"v":0,"d":"0.00"},{"v":0,"d":"0.0000%"},"I","ORT, UCH",90189084]
[3254,{"$nulls":3},"XC5.8 Koblačná elektróda s integrovaným káblom a odsávaním",{"$nulls":10},{"v":438.24,"d":"438.240000"},"ks"]
[3255,"XC5.8","X04083","P96227","Apollo RF elektróda s káblom","ApolloRF 90 stupňov, multiport","ATH","DE","ks",{"v":0.2,"d":"20.00%"},280.37,280.37,{"v":0,"d":"0.00"},{"v":0,"d":"0.0000%"},"I","ORT, UCH",90189084]
[3256,"XC5.8","X01368","P54556","OPES elektróda s káblom a odsávaním","uhly zakrivenia 0°, 30°, 45°, 50°, 90°","ATH","DE","ks",{"v":0.2,"d":"20.00%"},280.37,280.37,{"v":0,"d":"0.00"},{"v":0,"d":"0.0000%"},"I","ORT, UCH",90211010]
[3257,"XC5.8","X04839","P97292","Elektróda monopolárna / bipolárna","rôzne typy","MVJ","CZ","ks",{"v":0.2,"d":"20.00%"},{"v":359,"d":"359.00"},{"v":359,"d":"359.00"},{"v":0,"d":"0.00"},{"v":0,"d":"0.0000%"},"I","ORT, UCH",90189084]
[3258,"XC5.8","X05119","P1281A","Elektróda odsávacia VAPR COOLPULSE / VAPR COOLPULSE XL","k artroskopickému systému VAPR VUE","MDO","CH","ks",{"v":0.2,"d":"20.00%"},383.39,383.39,{"v":0,"d":"0.00"},{"v":0,"d":"0.0000%"},"I","ORT, UCH",90189084]
[3259,"XC5.8","X01378","P58088","Koblačná elektróda s integrovaným káblom a odsávaním - VAPR","Obsahuje integrovaný kábel a odsávanie. Priemer 3 - 6 mm","DPI-US","US","ks",{"v":0.2,"d":"20.00%"},438.24,438.24,{"v":0,"d":"0.00"},{"v":0,"d":"0.0000%"},"I","ORT, UCH",90189084]
[3260,{"$nulls":3},"XC5.9 Koblačná elektróda s integrovaným káblom na malé kĺby",{"$nulls":10},{"v":394.35,"d":"394.350000"},"ks"]
[3261,"XC5.9","X01369","P54556","OPES elektróda s káblom a odsávaním na malé kĺby","uhly zakrivenia 0°, 30°, 45°, 50°, 90°","ATH","DE","ks",{"v":0.2,"d":"20.00%"},280.37,280.37,{"v":0,"d":"0.00"},{"v":0,"d":"0.0000%"},"I","ORT, UCH",90211010]
[3262,"XC5.9","X01377","P58088","Koblačná elektróda s integrovaným káblom - VAPR","Obsahuje integrovaný kábel. Priemer elektródy je 2 - 3,5 mm.","DPI-US","US","ks",{"v":0.2,"d":"20.00%"},394.35,394.35,{"v":0,"d":"0.00"},{"v":0,"d":"0.0000%"},"I","ORT, UCH",90189084]
[3263,{"$nulls":3},"XC5.10 Shaverová fréza mäkkotkanivová",{"$nulls":10},{"v":261.87,"d":"261.870000"},"ks"]
[3264,"XC5.10","X01366","P54556","Shaver fréza","priemer od 2 do 5.85 mm","ATH","DE","ks",{"v":0.2,"d":"20.00%"},250.91,250.91,{"v":0,"d":"0.00"},{"v":0,"d":"0.0000%"},"I","ORT, UCH",90211010]
[3265,"XC5.10","X04837","P97241","Systém shaverov a shaverových nožov","pre artroskopickú kĺbovú chirurgiu; rôzne druhy","EFS","DE","ks",{"v":0.2,"d":"20.00%"},{"v":255,"d":"255.00"},{"v":255,"d":"255.00"},{"v":0,"d":"0.00"},{"v":0,"d":"0.0000%"},"I","ORT, UCH",90189084]
[3266,"XC5.10","X01390","P77017,P85506","Mäkkotkanivová shaverová fréza","Priemer  3 - 6 mm.","DPI-US","US","ks",{"v":0.2,"d":"20.00%"},261.87,261.87,{"v":0,"d":"0.00"},{"v":0,"d":"0.0000%"},"I","ORT, UCH",90189084]
[3267,"XC5.10","X01578","P69693","Shaverová fréza, vhodná na kosti a makké tkanivá","dĺžka 70 a 120mm, priemerov 2,7mm, 3,5mm, 4,2mm, 4,5mm, 5,5mm a 6,5mm","STORZ","DE","ks",{"v":0.2,"d":"20.00%"},261.87,261.87,{"v":0,"d":"0.00"},{"v":0,"d":"0.0000%"},"I","ORT, UCH",90189084]
[3268,{"$nulls":3},"XC5.11 Shaverová fréza kostná",{"$nulls":10},{"v":285.69,"d":"285.690000"},"ks"]
[3269,"XC5.11","X04838","P97241","Systém shaverov a shaverových nožov","pre artroskopickú kĺbovú chirurgiu; rôzne druhy","EFS","DE","ks",{"v":0.2,"d":"20.00%"},{"v":255,"d":"255.00"},{"v":255,"d":"255.00"},{"v":0,"d":"0.00"},{"v":0,"d":"0.0000%"},"I","ORT, UCH",90189084]
[3270,"XC5.11","X01392","P77017,P85506","Kostná shaverová fréza","Priemer  3 - 6 mm.","DPI-US","US","ks",{"v":0.2,"d":"20.00%"},285.69,285.69,{"v":0,"d":"0.00"},{"v":0,"d":"0.0000%"},"I","ORT, UCH",90189084]
[3271,"XC5.11","X01372","P54556","Shaver fréza","priemer od 3 do 5.85 mm","ATH","DE","ks",{"v":0.2,"d":"20.00%"},306.54,285.69,20.85,{"v":0.06801700000000001,"d":"6.8017%"},"S","ORT, UCH",90211010]
[3272,{"$nulls":3},"XC5.12 Shaverová fréza na malé kĺby",{"$nulls":10},{"v":261.87,"d":"261.870000"},"ks"]
[3273,"XC5.12","X01363","P54556","Shaver fréza","priemer od 2 do 4 mm","ATH","DE","ks",{"v":0.2,"d":"20.00%"},229.09,229.09,{"v":0,"d":"0.00"},{"v":0,"d":"0.0000%"},"I","ORT, UCH",90211010]
[3274,"XC5.12","X01391","P77017,P85506,P98557","Shaverová fréza na malé kĺby","Priemer  2 - 3,5 mm.","DPI-US","US","ks",{"v":0.2,"d":"20.00%"},261.87,261.87,{"v":0,"d":"0.00"},{"v":0,"d":"0.0000%"},"I","ORT, UCH",90189084]
[3275,{"$nulls":3},"XC5.13 Pacientsky set - set prívodných a odsávacích hadíc",{"$nulls":10},{"v":62.83,"d":"62.830000"},"ks"]
[3276,"XC5.13","X04936","P98857","Súprava hadíc pacientska k Dual Flow Pump s príslušenstvom","rôzne typy a veľkosti, irigácia pri artroskopických operáciách","HMS","FR","ks",{"v":0.2,"d":"20.00%"},{"v":61,"d":"61.00"},{"v":61,"d":"61.00"},{"v":0,"d":"0.00"},{"v":0,"d":"0.0000%"},"I","ORT, UCH",90189084]
[3277,"XC5.13","X01389","P77017,P85506","Privodné hadice, odsávacie hadice - FMS DUO+ a FMS Vue","Set prívodnej hadice. Set odsávacích hadíc.","DPI-US","US","ks",{"v":0.2,"d":"20.00%"},61.34,61.34,{"v":0,"d":"0.00"},{"v":0,"d":"0.0000%"},"I","ORT, UCH",90189084]
[3278,"XC5.13","X01588","P87005","Set prívodných a odvodných hadíc k artropumpe","Hadicový set k artropumpe","STORZ","DE","ks",{"v":0.2,"d":"20.00%"},62.04,62.04,{"v":0,"d":"0.00"},{"v":0,"d":"0.0000%"},"I","ORT, UCH",90189084]
[3279,"XC5.13","X01361","P54556","Hadicový set","1ks irigačnej hadice, 1ks pacientskej hadice","ATH","DE","ks",{"v":0.2,"d":"20.00%"},62.83,62.83,{"v":0,"d":"0.00"},{"v":0,"d":"0.0000%"},"I","ORT, UCH",90211010]
[3280,{"$nulls":3},"XC5.14 Bezbunková kolagénová náhrada defektu chrupavky",{"$nulls":10},{"v":1452,"d":"1,452.000000"},"ks"]
[3281,"XC5.14","X05116","P59960,P59961,P1374A,P1407A,P1408A","Autológna náhrada chrupavky - GraftNet™ set s Thrombinator™","trombinator, zásobník autológnych tkanív, aplikačné kanyla s obturátorom, dvojitá striekačka, frézka","AEH","DE","set",{"v":0.2,"d":"20.00%"},{"v":1421.64,"d":"1,421.64"},{"v":1421.64,"d":"1,421.64"},{"v":0,"d":"0.00"},{"v":0,"d":"0.0000%"},"I","ORT, UCH",90211010]
[3282,"XC5.14","X03589","P94652","Implantát kolagénový ChondroFiller liquid","na poškodené chrupavky kĺbov / 2,3 ml","AMX","DE","ks",{"v":0.1,"d":"10.00%"},{"v":1421.75,"d":"1,421.75"},{"v":1421.75,"d":"1,421.75"},{"v":0,"d":"0.00"},{"v":0,"d":"0.0000%"},"I","ORT, UCH",30019098]
[3283,"XC5.14","X03527","J93818","Výplň kolagénová Cartifill 3%","na opravu artikulárnej chrupky/ 3 ml","SWO","KR","ks",{"v":0.1,"d":"10.00%"},{"v":1433.45,"d":"1,433.45"},{"v":1433.45,"d":"1,433.45"},{"v":0,"d":"0.00"},{"v":0,"d":"0.0000%"},"I","ORT, UCH",30019098]
[3284,"XC5.14","X03293","P91706","Implantát chrupavkový CaReS® - 1S","priemer 11, 22, 34 mm, hrúbky 4, 6, 8 mm","KIB","AT","ks",{"v":0.1,"d":"10.00%"},{"v":1452,"d":"1,452.00"},{"v":1452,"d":"1,452.00"},{"v":0,"d":"0.00"},{"v":0,"d":"0.0000%"},"I","ORT, UCH",30019098]
[3285,{"$nulls":3},"XC5.15 Kostno-chrupavková náhrada defektu kĺbovej plochy",{"$nulls":10},{"v":224.48,"d":"224.480000"},"cm2"]
[3286,"XC5.15","X04356","P97533","Náhrada kostno-chrupavková MaioRegen Chondro+","3x4x0,2 cm","FCF","IT","ks",{"v":0.1,"d":"10.00%"},{"v":1410.86,"d":"1,410.86"},{"v":1410.86,"d":"1,410.86"},{"v":0,"d":"0.00"},{"v":0,"d":"0.0000%"},"I","ORT, UCH",30019098]
[3287,"XC5.15","X05153","P0662A","Podložka netkaná HYALOFAST","1x pre obnovu klbovej chrupavky, 5x5 cm","ATH","IT","ks",{"v":0.1,"d":"10.00%"},{"v":1897.99,"d":"1,897.99"},{"v":1897.99,"d":"1,897.99"},{"v":0,"d":"0.00"},{"v":0,"d":"0.0000%"},"I","ORT, UCH",30019098]
[3288,"XC5.15","X04355","P97531","Náhrada kostno-chrupavková MaioRegen Slim","3x4x0,4 cm","FCF","IT","ks",{"v":0.1,"d":"10.00%"},{"v":2180.42,"d":"2,180.42"},{"v":2180.42,"d":"2,180.42"},{"v":0,"d":"0.00"},{"v":0,"d":"0.0000%"},"I","ORT, UCH",30019098]
[3289,"XC5.15","X04354","P97530","Náhrada kostno-chrupavková MaioRegen Prime","3x4x0,6 cm","FCF","IT","ks",{"v":0.1,"d":"10.00%"},{"v":2420,"d":"2,420.00"},{"v":2420,"d":"2,420.00"},{"v":0,"d":"0.00"},{"v":0,"d":"0.0000%"},"I","ORT, UCH",30019098]
[3290,{"$nulls":3},"XC5.17 Syntetické väzy",{"$nulls":10},{"v":1696.42,"d":"1,696.420000"},"ks"]
[3291,"XC5.17","X03716","P90852","Syntetické väzy LARS","Syntetické väzy LARS na ACL, PCL, LCL, MCL, Achillova šľacha, rotátorova manžeta, akromioklavikulárny kĺb, členok, šľacha quadricepsu, patella, lakeť, tumorové rekonštrukcie, skrutky primeru od 4,7 - 10 mm, v dĺžkach 15 - 45 mm","LARS","FR","set",{"v":0.1,"d":"10.00%"},{"v":1696.42,"d":"1,696.42"},{"v":1696.42,"d":"1,696.42"},{"v":0,"d":"0.00"},{"v":0,"d":"0.0000%"},"I","ORT, UCH",90213990]
[3292,{"$nulls":3},"XC5.18 Kotviaci systém z mákkých kotiev na nestabilitu ramena, rekonštrukciu SLAP lézie a rotátorovej manžety",{"$nulls":10},{"v":322.72,"d":"322.720000"},"ks"]
[3293,"XC5.18","X03983","P93665","JuggerKnots","Mäkké kotvy s priemerom 1,4 mm a 1,5 mm s vláknom MaxBraid","BIM","US","ks",{"v":0.1,"d":"10.00%"},322.72,322.72,{"v":0,"d":"0.00"},{"v":0,"d":"0.0000%"},"I","ORT, UCH",90211010]
[3294,"XC5.18","X03982","P93665","JuggerKnots","Mäkká kotva s priemerom 2,9 mm s vláknom  #2 MaxBraid","BIM","US","ks",{"v":0.1,"d":"10.00%"},322.72,322.72,{"v":0,"d":"0.00"},{"v":0,"d":"0.0000%"},"I","ORT, UCH",90211010]
[3295,{"$nulls":3},"XD1 Vnútorné fixátory statické"]
[3296,{"$nulls":3},"XD1.1 Vnútorné fixátory krčné predné - 1 segment",{"$nulls":10},{"v":1149.5,"d":"1,149.500000"},"set"]
[3297,"XD1.1","X00049","P76981","Implantáty spinál. Medtronic Zephir","22,5mm - 70mm s odstupom 2,5mm, ZEPHIR - ANTER.CERV.PLATE SYST.","MDC","US","set",{"v":0.1,"d":"10.00%"},475.53,475.53,{"v":0,"d":"0.00"},{"v":0,"d":"0.0000%"},"I","NCH, ORT, UCH",90211010]
[3298,"XD1.1","X00050","P81488","Dlaha krčná implantabilná Matris","1x Matris krčná dlaha + 4x skrutka","NSP","FR","set",{"v":0.1,"d":"10.00%"},477.19,477.19,{"v":0,"d":"0.00"},{"v":0,"d":"0.0000%"},"I","NCH, ORT, UCH",90213100]
[3299,"XD1.1","X00260","P83721","Systém na fixáciu krčnej chrbtice - Osmium","Predtvarovaná štvordierová platnička + 4 skrutky","ULR","DE","set",{"v":0.1,"d":"10.00%"},{"v":617.1,"d":"617.10"},{"v":617.1,"d":"617.10"},{"v":0,"d":"0.00"},{"v":0,"d":"0.0000%"},"I","NCH, ORT, UCH",90211010]
[3300,"XD1.1","X05317","P2493A","Systém anteriórnej krčnej dlahy Cetra","s príslušenstvom","ORX","US","ks",{"v":0.1,"d":"10.00%"},{"v":762.3,"d":"762.30"},{"v":762.3,"d":"762.30"},{"v":0,"d":"0.00"},{"v":0,"d":"0.0000%"},"I","NCH, ORT, UCH",90219090,11518]
[3301,"XD1.1","X04802","P99336","Systém spinálnych implanatátov ARCHON ACP","neabsorbovateľná spinálna fixačná predná dlaha, s inštrumentáriom","NUI","US","set",{"v":0.1,"d":"10.00%"},{"v":763,"d":"763.00"},{"v":763,"d":"763.00"},{"v":0,"d":"0.00"},{"v":0,"d":"0.0000%"},"I","NCH, ORT, UCH",90219090]
[3302,"XD1.1","X05043","P0775A","Systém spinálnych implantátov Helix ACP","s inštrumentáriom, fixačná predná dlaha; rôzne veľkosti","NUI","US","set",{"v":0.1,"d":"10.00%"},{"v":765,"d":"765.00"},{"v":765,"d":"765.00"},{"v":0,"d":"0.00"},{"v":0,"d":"0.0000%"},"I","NCH, ORT, UCH",90219090]
[3303,"XD1.1","X00058","P71280","CSLP system (cervical spine lockin plate)","dlaha: šírka 21mm,dlžka 22mm-34mm hrúbka 2mm, skrutky: dlžka 12mm-18mm, priemer 4- 4,5mm, uzamkýnacia skrutka","SYT-CH","CH","set",{"v":0.1,"d":"10.00%"},765.05,765.05,{"v":0,"d":"0.00"},{"v":0,"d":"0.0000%"},"I","NCH, ORT, UCH",90219090]
[3304,"XD1.1","X01605","P90929","Platnička krčná titánová Tresle Luxe","implantovateľná","APP","US","set",{"v":0.1,"d":"10.00%"},{"v":786.5,"d":"786.50"},{"v":786.5,"d":"786.50"},{"v":0,"d":"0.00"},{"v":0,"d":"0.0000%"},"I","NCH, ORT, UCH",90211010]
[3305,"XD1.1","X01787","P85891","Vnútorné fixátory krčné predné C-Plate","1 segment, 4ks skrutky priemer 3.5-4.0 mm, dĺžka 10-20 mm, 1 ks dlaha 22-70 mm","LDR","FR","set",{"v":0.1,"d":"10.00%"},{"v":786.5,"d":"786.50"},{"v":786.5,"d":"786.50"},{"v":0,"d":"0.00"},{"v":0,"d":"0.0000%"},"I","NCH, ORT, UCH",90219090]
[3306,"XD1.1","X00057","P71280","Vectra system","šírka 16,5mm, hrúbka 2,5mm, výska 1 segment 23mm-35mm, skrutky dlžka 14mm-18mm, priemer 4mm, 4,5mm,","SYT-CH","CH","set",{"v":0.1,"d":"10.00%"},{"v":810.7,"d":"810.70"},{"v":810.7,"d":"810.70"},{"v":0,"d":"0.00"},{"v":0,"d":"0.0000%"},"I","NCH, ORT, UCH",90219090]
[3307,"XD1.1","X00056","P71280","Vectra T system (translačná)","šírka 16,5mm, hrúbka 2,5mm, dlzka 1 seg 23mm-35mm, skrutky dlžka 14mm-18mm, priemer 4mm, 4,5mm,","SYT-CH","CH","set",{"v":0.1,"d":"10.00%"},{"v":834.9,"d":"834.90"},{"v":834.9,"d":"834.90"},{"v":0,"d":"0.00"},{"v":0,"d":"0.0000%"},"I","NCH, ORT, UCH",90219090]
[3308,"XD1.1","X02252","P91529","Implantát titánový - dlaha predná krčná TRYPTIK","1 segment s príslušenstvom , rôzne veľkosti","SPJ","CH","set",{"v":0.1,"d":"10.00%"},944.78,944.78,{"v":0,"d":"0.00"},{"v":0,"d":"0.0000%"},"I","NCH, ORT, UCH",90211010]
[3309,"XD1.1","X02507","P73595,P73596,P73597","Vnútorné fixátory krčné predné - 1 segment Trinica/inViZia","Samorezná skrutka 4x, Cervikálna dlaha 1x","ZIM","US","set",{"v":0.1,"d":"10.00%"},{"v":1063.05,"d":"1,063.05"},{"v":1063.05,"d":"1,063.05"},{"v":0,"d":"0.00"},{"v":0,"d":"0.0000%"},"I","NCH, ORT, UCH",9021109000]
[3310,"XD1.1","X00051","P89246","Fixátor implantabilnú - predná krčná dlaha Biomet VueLock","Dlaha 1 Level 12mm-24mm, 2 Level 26mm-42mm, 3 Level 44mm-60mm, 4 Level 60mm-92mm. Průměr šroubků 4mm,5mm. Délka šroubků 12mm, 14mm, 16mm.","BIM","US","set",{"v":0.1,"d":"10.00%"},{"v":1076.9,"d":"1,076.90"},{"v":1076.9,"d":"1,076.90"},{"v":0,"d":"0.00"},{"v":0,"d":"0.0000%"},"I","NCH, ORT, UCH",90213100]
[3311,"XD1.1","X00054","P87357","Vnútorné fixátory krčné predné Quintex","1 segment, 4ks skrutky 4, 4,5mm dĺžka 10-22mm, 4 otvorová dlaha 18-34mm.","AES","DE","set",{"v":0.1,"d":"10.00%"},{"v":1089,"d":"1,089.00"},{"v":1089,"d":"1,089.00"},{"v":0,"d":"0.00"},{"v":0,"d":"0.0000%"},"I","NCH, ORT, UCH",90219090]
[3312,"XD1.1","X04147","P95383","Systém kostných dláh ZEVO","na prednú stabilizáciu krčnej chrbtice; rôzne modely","MDC","US","ks",{"v":0.1,"d":"10.00%"},{"v":1145.87,"d":"1,145.87"},{"v":1145.87,"d":"1,145.87"},{"v":0,"d":"0.00"},{"v":0,"d":"0.0000%"},"I","NCH, ORT, UCH",90211010]
[3313,"XD1.1","X00055","P32511","Vnútorné fixátory krčné predné ABC","1 segment, 4 ks skrutky priemer 4, 4,5mm dĺžka 10-28mm, dlaha 4 otvorová 20-32mm.","AES","DE","set",{"v":0.1,"d":"10.00%"},{"v":1149.5,"d":"1,149.50"},{"v":1149.5,"d":"1,149.50"},{"v":0,"d":"0.00"},{"v":0,"d":"0.0000%"},"I","NCH, ORT, UCH",90219090]
[3314,{"$nulls":3},"XD1.2 Vnútorné fixátory krčné predné - 2 segmenty",{"$nulls":10},{"v":2057,"d":"2,057.000000"},"set"]
[3315,"XD1.2","X00059","P76981","Implantáty spinál. Medtronic Zephir","22,5mm - 70mm s odstupom 2,5mm, ZEPHIR - ANTER.CERV.PLATE SYST.","MDC","US","set",{"v":0.1,"d":"10.00%"},475.53,475.53,{"v":0,"d":"0.00"},{"v":0,"d":"0.0000%"},"I","NCH, ORT, UCH",90211010]
[3316,"XD1.2","X01416","P76981","Systém pre prednú fúziu krčných stavcov ZEPHIR","Systém pre prednú fúziu krčných stavcov ZEPHIR a univerzálne príslušenstvo - 2 segmenty","MDC","US","set",{"v":0.1,"d":"10.00%"},{"v":689.7,"d":"689.70"},{"v":689.7,"d":"689.70"},{"v":0,"d":"0.00"},{"v":0,"d":"0.0000%"},"I","NCH, ORT, UCH",90211010]
[3317,"XD1.2","X00062","P81488","Dlaha krčná implantabilná Matris","1x Matris krčná dlaha + 6x skrutka","NSP","FR","set",{"v":0.1,"d":"10.00%"},788.29,788.29,{"v":0,"d":"0.00"},{"v":0,"d":"0.0000%"},"I","NCH, ORT, UCH",90213100]
[3318,"XD1.2","X00065","P74428","Vnútorný fixátor krčný predný  Uniplate - 2 segmenty","semirigídna trojdierová dlaha + 3 skrutky","DPI-US01","US","set",{"v":0.1,"d":"10.00%"},882.96,882.96,{"v":0,"d":"0.00"},{"v":0,"d":"0.0000%"},"I","NCH, ORT, UCH",90213100]
[3319,"XD1.2","X00261","P83721","Systém na fixáciu krčnej chrbtice - Osmium","Predtvarovaná šesťdierová platnička + 6 skrutiek","ULR","DE","set",{"v":0.1,"d":"10.00%"},{"v":883.3,"d":"883.30"},{"v":883.3,"d":"883.30"},{"v":0,"d":"0.00"},{"v":0,"d":"0.0000%"},"I","NCH, ORT, UCH",90211010]
[3320,"XD1.2","X01606","P90929","Platnička krčná titánová Tresle Luxe","implantovateľná","APP","US","set",{"v":0.1,"d":"10.00%"},{"v":1028.5,"d":"1,028.50"},{"v":1028.5,"d":"1,028.50"},{"v":0,"d":"0.00"},{"v":0,"d":"0.0000%"},"I","NCH, ORT, UCH",90211010]
[3321,"XD1.2","X05318","P2493A","Systém anteriórnej krčnej dlahy Cetra","s príslušenstvom","ORX","US","ks",{"v":0.1,"d":"10.00%"},{"v":1052.7,"d":"1,052.70"},{"v":1052.7,"d":"1,052.70"},{"v":0,"d":"0.00"},{"v":0,"d":"0.0000%"},"I","NCH, ORT, UCH",90219090,11519]
[3322,"XD1.2","X00067","P71280","CSLP  system (cervical spine locking plate)","dlaha: šírka 21mm, hrúbka 2mm, dlžka 2 segmenty 36mm-54mm, skrutky: dlžka 12mm-18mm, priemer 4- 4,5mm, uzamkýnacia skrutka","SYT-CH","CH","set",{"v":0.1,"d":"10.00%"},{"v":1054.87,"d":"1,054.87"},{"v":1054.87,"d":"1,054.87"},{"v":0,"d":"0.00"},{"v":0,"d":"0.0000%"},"I","NCH, ORT, UCH",90219090]
[3323,"XD1.2","X01786","P85891","Vnútorné fixátory krčné predné C-Plate","2 segmenty, 6 ks skrutky priemer 3.5-4.0 mm, dĺžka 10-20 mm, 1 ks dlaha 22-70 mm","LDR","FR","set",{"v":0.1,"d":"10.00%"},{"v":1076.9,"d":"1,076.90"},{"v":1076.9,"d":"1,076.90"},{"v":0,"d":"0.00"},{"v":0,"d":"0.0000%"},"I","NCH, ORT, UCH",90219090]
[3324,"XD1.2","X02253","P91529","Implantát titánový - dlaha predná krčná TRYPTIK","2 segmenty s príslušenstvom , rôzne veľkosti","SPJ","CH","set",{"v":0.1,"d":"10.00%"},{"v":1112.09,"d":"1,112.09"},{"v":1112.09,"d":"1,112.09"},{"v":0,"d":"0.00"},{"v":0,"d":"0.0000%"},"I","NCH, ORT, UCH",90211010]
[3325,"XD1.2","X00068","P71280","Vectra system","šírka 16,5mm, hrúbka 2,5mm, dlzka 2 segmenty 37mm-55mm, skrutky dlžka 14mm-18mm, priemer 4mm, 4,5mm,","SYT-CH","CH","set",{"v":0.1,"d":"10.00%"},{"v":1137.4,"d":"1,137.40"},{"v":1137.4,"d":"1,137.40"},{"v":0,"d":"0.00"},{"v":0,"d":"0.0000%"},"I","NCH, ORT, UCH",90219090]
[3326,"XD1.2","X00061","P84416","Implantáty spinál. Medtronic Atlantis","19mm - 85mm, dynamická krčná dlaha skrutky: fixné a variabilné, priemer 4mm a 4,5 mm, dľžka 11mm, 12, 13, 14, 15, 16, 17mm","MDC","US","set",{"v":0.1,"d":"10.00%"},{"v":1212.18,"d":"1,212.18"},{"v":1212.18,"d":"1,212.18"},{"v":0,"d":"0.00"},{"v":0,"d":"0.0000%"},"I","NCH, ORT, UCH",90211010]
[3327,"XD1.2","X00066","P71280","Vectra T system (translačná)","šírka 16,5mm, hrúbka 2,5mm, dlzka 2 seg 37mm-55mm, skrutky dlžka 14mm-18mm, priemer 4mm, 4,5mm,","SYT-CH","CH","set",{"v":0.1,"d":"10.00%"},{"v":1234.2,"d":"1,234.20"},{"v":1234.2,"d":"1,234.20"},{"v":0,"d":"0.00"},{"v":0,"d":"0.0000%"},"I","NCH, ORT, UCH",90219090]
[3328,"XD1.2","X00063","P89246","Fixátor implantabilnú - predná krčná dlaha Biomet VueLock","Dlaha 1 Level 12mm-24mm, 2 Level 26mm-42mm, 3 Level 44mm-60mm, 4 Level 60mm-92mm. Průměr šroubků 4mm,5mm. Délka šroubků 12mm, 14mm, 16mm.","BIM","US","set",{"v":0.1,"d":"10.00%"},{"v":1255.98,"d":"1,255.98"},{"v":1255.98,"d":"1,255.98"},{"v":0,"d":"0.00"},{"v":0,"d":"0.0000%"},"I","NCH, ORT, UCH",90213100]
[3329,"XD1.2","X05044","P0775A","Systém spinálnych implantátov Helix ACP","s inštrumentáriom, fixačná predná dlaha; rôzne veľkosti","NUI","US","set",{"v":0.1,"d":"10.00%"},{"v":1344,"d":"1,344.00"},{"v":1344,"d":"1,344.00"},{"v":0,"d":"0.00"},{"v":0,"d":"0.0000%"},"I","NCH, ORT, UCH",90211010]
[3330,"XD1.2","X02508","P73595,P73596,P73597","Vnútorné fixátory krčné predné - 2 segmenty Trinica/inViZia","Samorezná skrutka 6x, Cervikálna dlaha 1x","ZIM","US","set",{"v":0.1,"d":"10.00%"},{"v":1344.49,"d":"1,344.49"},{"v":1344.49,"d":"1,344.49"},{"v":0,"d":"0.00"},{"v":0,"d":"0.0000%"},"I","NCH, ORT, UCH",9021109000]
[3331,"XD1.2","X04148","P95383","Systém kostných dláh ZEVO","na prednú stabilizáciu krčnej chrbtice; rôzne modely","MDC","US","ks",{"v":0.1,"d":"10.00%"},{"v":1633.5,"d":"1,633.50"},{"v":1633.5,"d":"1,633.50"},{"v":0,"d":"0.00"},{"v":0,"d":"0.0000%"},"I","NCH, ORT, UCH",90211010]
[3332,"XD1.2","X04400","P96657","Predný dlahový systém pre krčnú chrbticu - Rex®","rôzne typy rozmery","DOD","KO","ks",{"v":0.1,"d":"10.00%"},{"v":1739,"d":"1,739.00"},{"v":1739,"d":"1,739.00"},{"v":0,"d":"0.00"},{"v":0,"d":"0.0000%"},"I","NCH, ORT, UCH",90211010]
[3333,"XD1.2","X04804","P99336","Systém spinálnych implanatátov ARCHON ACP","neabsorbovateľná spinálna fixačná predná dlaha, s inštrumentáriom","NUI","US","set",{"v":0.1,"d":"10.00%"},{"v":1740,"d":"1,740.00"},{"v":1740,"d":"1,740.00"},{"v":0,"d":"0.00"},{"v":0,"d":"0.0000%"},"I","NCH, ORT, UCH",90219090]
[3334,"XD1.2","X00070","P32511","Vnútorné fixátory krčné predné ABC","2 segmenty, 6 ks skrutky 4, 4,5 mm dĺžka 10-28mm, 6 otvorová dlaha 36-115mm.","AES","DE","set",{"v":0.1,"d":"10.00%"},{"v":1742.4,"d":"1,742.40"},{"v":1742.4,"d":"1,742.40"},{"v":0,"d":"0.00"},{"v":0,"d":"0.0000%"},"I","NCH, ORT, UCH",90219090]
[3335,"XD1.2","X00060","P84416","Implantáty spinál. Medtronic Atlantis","19mm - 85mm, dynamická krčná dlaha Skrutky: fixné a variabilné, priemer 4mm a 4,5mm, dľžka 11mm, 12, 13, 14, 15, 16, 17mm","MDC","US","set",{"v":0.1,"d":"10.00%"},{"v":1844.71,"d":"1,844.71"},{"v":1844.71,"d":"1,844.71"},{"v":0,"d":"0.00"},{"v":0,"d":"0.0000%"},"I","NCH, ORT, UCH",90211010]
[3336,"XD1.2","X01210","P89027","Rozperky PROVIDENCE s príslušenstvom","Implantát spinálny GLOBUS s príslušenstvom, krčná dlaha PROVIDENCE - 2 segmenty","GLM","US","set",{"v":0.1,"d":"10.00%"},{"v":2055.79,"d":"2,055.79"},{"v":2055.79,"d":"2,055.79"},{"v":0,"d":"0.00"},{"v":0,"d":"0.0000%"},"I","NCH, ORT, UCH",90213990]
[3337,"XD1.2","X00069","P87357","Vnútorné fixátory krčné predné Quintex","2 segmenty, 6 ks skrutky priemer 4, 4,5 mm dĺžka 10-22mm, 6 otvorová dlaha 34-58mm.","AES","DE","set",{"v":0.1,"d":"10.00%"},{"v":2057,"d":"2,057.00"},{"v":2057,"d":"2,057.00"},{"v":0,"d":"0.00"},{"v":0,"d":"0.0000%"},"I","NCH, ORT, UCH",90219090]
[3338,{"$nulls":3},"XD1.3 Vnútorné fixátory krčné predné -  3 segmenty",{"$nulls":10},{"v":2057,"d":"2,057.000000"},"set"]
[3339,"XD1.3","X00071","P76981","Implantáty spinál. Medtronic Zephir","22,5mm - 70mm s odstupom 2,5mm, ZEPHIR - ANTER.CERV.PLATE SYST.","MDC","US","set",{"v":0.1,"d":"10.00%"},475.53,475.53,{"v":0,"d":"0.00"},{"v":0,"d":"0.0000%"},"I","NCH, ORT, UCH",90211010]
[3340,"XD1.3","X00073","P81488","Dlaha krčná implantabilná Matris","1x Matris krčná dlaha + 8x skrutka","NSP","FR","set",{"v":0.1,"d":"10.00%"},790.84,790.84,{"v":0,"d":"0.00"},{"v":0,"d":"0.0000%"},"I","NCH, ORT, UCH",90213100]
[3341,"XD1.3","X01417","P76981","Systém pre prednú fúziu krčných stavcov ZEPHIR","Systém pre prednú fúziu krčných stavcov ZEPHIR a univerzálne príslušenstvo - 3 segmenty","MDC","US","set",{"v":0.1,"d":"10.00%"},{"v":834.9,"d":"834.90"},{"v":834.9,"d":"834.90"},{"v":0,"d":"0.00"},{"v":0,"d":"0.0000%"},"I","NCH, ORT, UCH",90211010]
[3342,"XD1.3","X02254","P91529","Implantát titánový - dlaha predná krčná TRYPTIK","3 segmenty s príslušenstvom , rôzne veľkosti","SPJ","CH","set",{"v":0.1,"d":"10.00%"},{"v":1279.38,"d":"1,279.38"},{"v":1279.38,"d":"1,279.38"},{"v":0,"d":"0.00"},{"v":0,"d":"0.0000%"},"I","NCH, ORT, UCH",90211010]
[3343,"XD1.3","X04803","P99336","Systém spinálnych implanatátov ARCHON ACP","neabsorbovateľná spinálna fixačná predná dlaha, s inštrumentáriom","NUI","US","set",{"v":0.1,"d":"10.00%"},{"v":1282.59,"d":"1,282.59"},{"v":1282.59,"d":"1,282.59"},{"v":0,"d":"0.00"},{"v":0,"d":"0.0000%"},"I","NCH, ORT, UCH",90219090]
[3344,"XD1.3","X00079","P71280","Vectra system","šírka 16,5mm, hrúbka 2,5mm, výska 3 segment 54mm-78mm, skrutky dlžka 14mm-18mm, priemer 4mm, 4,5mm,","SYT-CH","CH","set",{"v":0.1,"d":"10.00%"},{"v":1282.6,"d":"1,282.60"},{"v":1282.6,"d":"1,282.60"},{"v":0,"d":"0.00"},{"v":0,"d":"0.0000%"},"I","NCH, ORT, UCH",90219090]
[3345,"XD1.3","X01607","P90929","Platnička krčná titánová Tresle Luxe","implantovateľná","APP","US","set",{"v":0.1,"d":"10.00%"},{"v":1331,"d":"1,331.00"},{"v":1331,"d":"1,331.00"},{"v":0,"d":"0.00"},{"v":0,"d":"0.0000%"},"I","NCH, ORT, UCH",90211010]
[3346,"XD1.3","X00262","P83721","Systém na fixáciu krčnej chrbtice - Osmium","Predtvarovaná osemdierová platnička + 8 skrutiek","ULR","DE","set",{"v":0.1,"d":"10.00%"},{"v":1439.9,"d":"1,439.90"},{"v":1439.9,"d":"1,439.90"},{"v":0,"d":"0.00"},{"v":0,"d":"0.0000%"},"I","NCH, ORT, UCH",90211010]
[3347,"XD1.3","X01785","P85891","Vnútorné fixátory krčné predné C-Plate","3 segmenty, 8 ks skrutky priemer 3.5-4.0 mm, dĺžka 10-20 mm, 1 ks dlaha 22-70 mm","LDR","FR","set",{"v":0.1,"d":"10.00%"},{"v":1439.9,"d":"1,439.90"},{"v":1439.9,"d":"1,439.90"},{"v":0,"d":"0.00"},{"v":0,"d":"0.0000%"},"I","NCH, ORT, UCH",90219090]
[3348,"XD1.3","X00074","P89246","Fixátor implantabilnú - predná krčná dlaha Biomet VueLock","Dlaha 1 Level 12mm-24mm, 2 Level 26mm-42mm, 3 Level 44mm-60mm, 4 Level 60mm-92mm. priemer skrutiek 4mm,5mm. dlžka 12mm, 14mm, 16mm.","BIM","US","set",{"v":0.1,"d":"10.00%"},{"v":1474.99,"d":"1,474.99"},{"v":1474.99,"d":"1,474.99"},{"v":0,"d":"0.00"},{"v":0,"d":"0.0000%"},"I","NCH, ORT, UCH",90213100]
[3349,"XD1.3","X05319","P2493A","Systém anteriórnej krčnej dlahy Cetra","s príslušenstvom","ORX","US","ks",{"v":0.1,"d":"10.00%"},{"v":1556.06,"d":"1,556.06"},{"v":1556.06,"d":"1,556.06"},{"v":0,"d":"0.00"},{"v":0,"d":"0.0000%"},"I","NCH, ORT, UCH",90219090,11524]
[3350,"XD1.3","X04149","P95383","Systém kostných dláh ZEVO","na prednú stabilizáciu krčnej chrbtice; rôzne modely","MDC","US","ks",{"v":0.1,"d":"10.00%"},{"v":1633.5,"d":"1,633.50"},{"v":1633.5,"d":"1,633.50"},{"v":0,"d":"0.00"},{"v":0,"d":"0.0000%"},"I","NCH, ORT, UCH",90211010]
[3351,"XD1.3","X00078","P71280","CSLP  system (cervical spine locking plate)","dlaha: šírka 21mm, hrúbka 2mm, dlžka 3 segmenty 53mm-77mm, skrutky: dlžka 12mm-18mm, priemer 4- 4,5mm, uzamkýnacia skrutka","SYT-CH","CH","set",{"v":0.1,"d":"10.00%"},{"v":1720.29,"d":"1,720.29"},{"v":1720.29,"d":"1,720.29"},{"v":0,"d":"0.00"},{"v":0,"d":"0.0000%"},"I","NCH, ORT, UCH",90219090]
[3352,"XD1.3","X00072","P84416","Implantáty spinál. Medtronic Atlantis","19mm - 85mm, dynamická krčná dlaha Skrutky: fixné a variabilné, priemer 4mm a 4,5mm, dĺžka 11mm, 12, 13, 14, 15, 16, 17mm","MDC","US","set",{"v":0.1,"d":"10.00%"},{"v":1844.71,"d":"1,844.71"},{"v":1844.71,"d":"1,844.71"},{"v":0,"d":"0.00"},{"v":0,"d":"0.0000%"},"I","NCH, ORT, UCH",90211010]
[3353,"XD1.3","X01426","P84416","Implantát krčný ATLANTIS","predný; s príslušenstvom","MDC","US","set",{"v":0.1,"d":"10.00%"},{"v":1896.46,"d":"1,896.46"},{"v":1896.46,"d":"1,896.46"},{"v":0,"d":"0.00"},{"v":0,"d":"0.0000%"},"I","NCH, ORT, UCH",90211010]
[3354,"XD1.3","X04401","P96657","Predný dlahový systém pre krčnú chrbticu - Rex®","rôzne typy rozmery","DOD","KO","ks",{"v":0.1,"d":"10.00%"},{"v":2044,"d":"2,044.00"},{"v":2044,"d":"2,044.00"},{"v":0,"d":"0.00"},{"v":0,"d":"0.0000%"},"I","NCH, ORT, UCH",90211010]
[3355,"XD1.3","X05045","P0775A","Systém spinálnych implantátov Helix ACP","s inštrumentáriom, fixačná predná dlaha; rôzne veľkosti","NUI","US","set",{"v":0.1,"d":"10.00%"},{"v":2056.94,"d":"2,056.94"},{"v":2056.94,"d":"2,056.94"},{"v":0,"d":"0.00"},{"v":0,"d":"0.0000%"},"I","NCH, ORT, UCH",90211010]
[3356,"XD1.3","X02509","P73595,P73596,P73597","Vnútorné fixátory krčné predné - 3 segmenty Trinica/inViZia","Samorezná skrutka 8x, Cervikálna dlaha 1x","ZIM","US","set",{"v":0.1,"d":"10.00%"},{"v":2057,"d":"2,057.00"},{"v":2057,"d":"2,057.00"},{"v":0,"d":"0.00"},{"v":0,"d":"0.0000%"},"I","NCH, ORT, UCH",9021109000]
[3357,"XD1.3","X00077","P32511","Vnútorné fixátory krčné predné ABC","3 segmenty, 8 ks skrutky 4, 4,5 mm dĺžka 10-28 mm, 8 otvorová dlaha 36-115 mm.","AES","DE","set",{"v":0.1,"d":"10.00%"},{"v":2057,"d":"2,057.00"},{"v":2057,"d":"2,057.00"},{"v":0,"d":"0.00"},{"v":0,"d":"0.0000%"},"I","NCH, ORT, UCH",90219090]
[3358,"XD1.3","X00076","P87357","Vnútorné fixátory krčné predné Quintex","3 segmenty, 8 ks skrutky priemer 4, 4,5 mm dĺžka 10-22 mm, dlaha 8 otvorová dĺžka 49-67 mm","AES","DE","set",{"v":0.1,"d":"10.00%"},{"v":2057,"d":"2,057.00"},{"v":2057,"d":"2,057.00"},{"v":0,"d":"0.00"},{"v":0,"d":"0.0000%"},"I","NCH, ORT, UCH",90219090]
[3359,{"$nulls":3},"XD1.4 Vnútorné fixátory krčné zadné  - kranio cervikálna stabilizácia",{"$nulls":10},{"v":4592.49,"d":"4,592.490000"},"set/6 ks cervikálnych skrutiek"]
[3360,"XD1.4","X00082","P87552","Vnútorné fixátory krčné zadné Securespan","kranio cervikálna stabilizácia, 1 ks dlaha 4-12mm, 3 ks skrutky priemer 2 mm dĺžka 4-12 mm, štep, 1 ks fixačná skrutka priemer 2 mm.","AES","DE","set",{"v":0.1,"d":"10.00%"},{"v":834.9,"d":"834.90"},{"v":834.9,"d":"834.90"},{"v":0,"d":"0.00"},{"v":0,"d":"0.0000%"},"I","NCH, ORT, UCH",90219090]
[3361,"XD1.4","X00085","P32515","Vnútorné fixátory krčné zadné S4 cervical","kranio cervikálna stabilizácia, 6 ks skrutky priemer 3,5 a 4 mm dĺžka 10-30mm, 6 matice, 2 ks tyče, 1 ks priečny spojovník pevný alebo variabilný","AES","DE","set",{"v":0.1,"d":"10.00%"},{"v":1197.9,"d":"1,197.90"},{"v":1197.9,"d":"1,197.90"},{"v":0,"d":"0.00"},{"v":0,"d":"0.0000%"},"I","NCH, ORT, UCH",90219090]
[3362,"XD1.4","X05268","P2340A","Systém INFINITY OCT","s príslušenstvom","MDC","US","set",{"v":0.1,"d":"10.00%"},{"v":4589,"d":"4,589.00"},{"v":4589,"d":"4,589.00"},{"v":0,"d":"0.00"},{"v":0,"d":"0.0000%"},"I","NCH, ORT, UCH",90211090]
[3363,"XD1.4","X04813","P99342","Systém spinálnych implantátov VuePoint","rôzne veľkosti, systém zadnej krčnej vnútornej fixácie, s inštrumentáriom","NUI","US","set",{"v":0.1,"d":"10.00%"},{"v":4589,"d":"4,589.00"},{"v":4589,"d":"4,589.00"},{"v":0,"d":"0.00"},{"v":0,"d":"0.0000%"},"I","NCH, ORT, UCH",90219090]
[3364,"XD1.4","X00083","P71280","Occipito-Cervical Fusion system","6 skrutiek cervikálnych, 6 matíc, 1ks priečnik a systém 4 dláh: mediálna 50 a 60mm šírka, 3 diery na skrutky, 2 posuvné hlavice na tyč, laterálna 50 a 60mm, 4 diery na skrutky, 2 posuvné hlavice na tyč, 2 typy svoriek s 1-2 dierami pre skrutky 1 hák na tyč, skrutky do C chrbtice p 3,5-4,5mm d 8-50mm","SYT-CH","CH","set",{"v":0.1,"d":"10.00%"},{"v":4589.53,"d":"4,589.53"},{"v":4589.53,"d":"4,589.53"},{"v":0,"d":"0.00"},{"v":0,"d":"0.0000%"},"I","NCH, ORT, UCH",90219090]
[3365,"XD1.4","X00080","P83284","Systém rekonštrukčný VERTEX","stabilizačné spinálne segmenty s prísl.","MED","US","set",{"v":0.1,"d":"10.00%"},{"v":4591.95,"d":"4,591.95"},{"v":4591.95,"d":"4,591.95"},{"v":0,"d":"0.00"},{"v":0,"d":"0.0000%"},"I","NCH, ORT, UCH",90211010]
[3366,"XD1.4","X01233","P83284","Systém rekonštrukčný VERTEX SELECT","stabilizačné spinálne segmenty s prísl.","MDC","US","set",{"v":0.1,"d":"10.00%"},{"v":4591.95,"d":"4,591.95"},{"v":4591.95,"d":"4,591.95"},{"v":0,"d":"0.00"},{"v":0,"d":"0.0000%"},"I","NCH, ORT, UCH",90211010]
[3367,"XD1.4","X00081","P89095","Vnútorný fixátor krčný zadný  Mountaineer - okcipitocervikálna stabilizácia","zostava pozostávajúca z okcip. dlahy , 3 okcip. skrutiek, 2 okcip. matiek , 6x polyax. skrutiek rôznych rozmerov s matkami a 2 tyčí","DPI-CH","CH","set",{"v":0.1,"d":"10.00%"},{"v":4592.49,"d":"4,592.49"},{"v":4592.49,"d":"4,592.49"},{"v":0,"d":"0.00"},{"v":0,"d":"0.0000%"},"I","NCH, ORT, UCH",90213100]
[3368,{"$nulls":3},"XD1.5 Vnútorné fixátory krčné zadné subokcipitálne",{"$nulls":10},{"v":4415.4,"d":"4,415.400000"},"set/10 ks cervikálnych skrutiek"]
[3369,"XD1.5","X00088","P71280","Arch Laminosplasty system","5ks dlaha- rovná, alebo predohnutá dlžka 27-35mm, 5 otvorov na skrutky, 25ks skrutka priemer 2-2,4mm dlžky 8-12mm,","SYT-CH","CH","set",{"v":0.1,"d":"10.00%"},{"v":1087.25,"d":"1,087.25"},{"v":1087.25,"d":"1,087.25"},{"v":0,"d":"0.00"},{"v":0,"d":"0.0000%"},"I","NCH, ORT, UCH",90219090]
[3370,"XD1.5","X05269","P2340A","Systém INFINITY OCT","s príslušenstvom","MDC","US","set",{"v":0.1,"d":"10.00%"},{"v":4415,"d":"4,415.00"},{"v":4415,"d":"4,415.00"},{"v":0,"d":"0.00"},{"v":0,"d":"0.0000%"},"I","NCH, ORT, UCH",90211090]
[3371,"XD1.5","X05120","P1386A,P71280","Systém fixacný SYMPHONY OCT","zadná fixácia chrbtice","MDO","CH","set",{"v":0.1,"d":"10.00%"},{"v":4415.25,"d":"4,415.25"},{"v":4415.25,"d":"4,415.25"},{"v":0,"d":"0.00"},{"v":0,"d":"0.0000%"},"I","NCH, ORT, UCH",90219090]
[3372,"XD1.5","X00086","P83284","Systém rekonštrukčný VERTEX","stabilizačné spinálne segment s príslušenstvom","MDC","US","set",{"v":0.1,"d":"10.00%"},{"v":4415.29,"d":"4,415.29"},{"v":4415.29,"d":"4,415.29"},{"v":0,"d":"0.00"},{"v":0,"d":"0.0000%"},"I","NCH, ORT, UCH",90211010]
[3373,"XD1.5","X01232","P83284","Systém rekonštrukčný VERTEX SELECT","stabilizačné spinálne segmenty s prísl.","MDC","US","set",{"v":0.1,"d":"10.00%"},{"v":4415.29,"d":"4,415.29"},{"v":4415.29,"d":"4,415.29"},{"v":0,"d":"0.00"},{"v":0,"d":"0.0000%"},"I","NCH, ORT, UCH",90211010]
[3374,"XD1.5","X00089","P71280","Synapse Systerm","10ks x polyaxiálna skrutka ( 40-100stunov) priemer 3,5-4,5mm dlžky 8-50mm, skrutka je ukotvená v hlavicke, tyc 3,5mm dlžky 80-240mm, prechodová tyc - prepojenie s TH  3,5mm/5-6mm dlžky 300-500mm, 10ks matica na zamknutie tyce a priecna väzba zmontovaná","SYT-CH","CH","set",{"v":0.1,"d":"10.00%"},{"v":4415.4,"d":"4,415.40"},{"v":4415.4,"d":"4,415.40"},{"v":0,"d":"0.00"},{"v":0,"d":"0.0000%"},"I","NCH, ORT, UCH",90219090]
[3375,"XD1.5","X00090","P32515","Vnútorné fixátory krčné zadné S4 cervical","subokcipitálne, 10 ks polyaxyálne skrutky, 4 ks skrutky occípitálne, 2 ks tyče, 14 ks matice, 1 ks priečník, 1 ks spojovací člen","AES","DE","set",{"v":0.1,"d":"10.00%"},{"v":4415.4,"d":"4,415.40"},{"v":4415.4,"d":"4,415.40"},{"v":0,"d":"0.00"},{"v":0,"d":"0.0000%"},"I","NCH, ORT, UCH",90219090]
[3376,"XD1.5","X00087","P89095","Vnútorný fixátor krčný zadný  - Mountaineer - subokcipitálna stabilizácia","zostava pozostávajúca z  10 polyaxiálnych skrutiek rôznych rozmerov s matkami a 2 tyčí","DPI-CH","CH","set",{"v":0.1,"d":"10.00%"},{"v":4415.4,"d":"4,415.40"},{"v":4415.4,"d":"4,415.40"},{"v":0,"d":"0.00"},{"v":0,"d":"0.0000%"},"I","NCH, ORT, UCH",90213100]
[3377,{"$nulls":3},"XD1.6 Vnútorné fixátory hrudnodiekové zadné - 1 segment",{"$nulls":10},{"v":3630,"d":"3,630.000000"},"set"]
[3378,"XD1.6","X00099","P86889","Systém implantibilný chrbticový Zodiac","posterior. Transpedikulárny fixačný s inštrumentáriom","APP","US","set",{"v":0.1,"d":"10.00%"},{"v":1694,"d":"1,694.00"},{"v":1694,"d":"1,694.00"},{"v":0,"d":"0.00"},{"v":0,"d":"0.0000%"},"I","NCH, ORT, UCH",90211010]
[3379,"XD1.6","X00101","P32508","Vnútorné fixátory hrudnodriekové zadné Socon","1 segment, 4 ks skrutky priemer 5, 6, 7mm dĺžka 35-60 mm, 4 ks upínací prvok, 2 ks tyče priemer 6 mm dĺžka 40-200 mm, 1 ks priečny spojovník.","AES","DE","set",{"v":0.1,"d":"10.00%"},{"v":1996.5,"d":"1,996.50"},{"v":1996.5,"d":"1,996.50"},{"v":0,"d":"0.00"},{"v":0,"d":"0.0000%"},"I","NCH, ORT, UCH",90219090]
[3380,"XD1.6","X01228","P89583","Coral Spinal Systém","4ks skrutka s nastaviteľnou anguláciou, 4ks uzamykacia čiapočka s integrovaným navádzaním, 2ks tyč, 1ks priečna väzba, skrutky, angulácia 45°, priemer 4,5-8,5mm, dĺžky 25-55 mm, tvarovaná tyč priemer 5,5 mm, priečny konektor.","TSP","US","set",{"v":0.1,"d":"10.00%"},{"v":2050.49,"d":"2,050.49"},{"v":2050.49,"d":"2,050.49"},{"v":0,"d":"0.00"},{"v":0,"d":"0.0000%"},"I","NCH, ORT, UCH",90219090]
[3381,"XD1.6","X01487","P75025,P75026,P75027","Vnútorné fixátory hrudnodriekové zadné EASYSPINE","1 segment, 4ks skrutky priemer 5-7mm, dĺžka 30-55 mm, 2 ks tyče 6x35-500mm, 1 ks priečny konektor, 1 ks laterálny konektor","LDR","FR","set",{"v":0.1,"d":"10.00%"},{"v":2081.2,"d":"2,081.20"},{"v":2081.2,"d":"2,081.20"},{"v":0,"d":"0.00"},{"v":0,"d":"0.0000%"},"I","NCH, ORT, UCH",90219090]
[3382,"XD1.6","X00094","P81404","Systém osteosyntetický chrbticový implantabilný Socore, s inštrumentáriom, rôzne druhy","4x Socore (Novaspine) transpedikulárna skrutka mono/polyaxiálna/redukčná/kanylovaná","NSP","FR","set",{"v":0.1,"d":"10.00%"},{"v":2372.83,"d":"2,372.83"},{"v":2372.83,"d":"2,372.83"},{"v":0,"d":"0.00"},{"v":0,"d":"0.0000%"},"I","NCH, ORT, UCH",90213100]
[3383,"XD1.6","X00569","P87549,P88375,P85615","ACCROSSPINE 1 segment","vnútorný fixátor zadný, skrutky rôznych dĺžok a rozmerov kombinované s tyčami rôznych dĺžok v zostave 4 skrutky, 2 tyče","ARF","FR","set",{"v":0.1,"d":"10.00%"},{"v":2400.04,"d":"2,400.04"},{"v":2400.04,"d":"2,400.04"},{"v":0,"d":"0.00"},{"v":0,"d":"0.0000%"},"I","NCH, ORT, UCH",90213100]
[3384,"XD1.6","X01412","P81404","Systém osteosyntetický chrbticový implantabilný Socore, s inštrumentáriom, rôzne druhy pre miniinvazívne zavedenie","4x Socore (Novaspine) transpedikulárna augmentačná kanylovaná skrutka-polyaxiálna/redukčná/ + 2x Socore tyč priemer 4-6 mm","NSP","FR","set",{"v":0.1,"d":"10.00%"},{"v":2436.75,"d":"2,436.75"},{"v":2436.75,"d":"2,436.75"},{"v":0,"d":"0.00"},{"v":0,"d":"0.0000%"},"I","NCH, ORT, UCH",90219090]
[3385,"XD1.6","X00096","P89243","POLARIS, vnútorný hrudnodriekový fixátor","Skrutky monoaxiálne, polyaxiálne, priemer 4,75-8,5 mm, dĺžky 25-55 mm, tyče priemer 5,5 mm, dĺžky 35-500 mm, plug-fixačná matka, mezityčové konektory","BIM","US","set",{"v":0.1,"d":"10.00%"},{"v":2480.5,"d":"2,480.50"},{"v":2480.5,"d":"2,480.50"},{"v":0,"d":"0.00"},{"v":0,"d":"0.0000%"},"I","NCH, ORT, UCH",90213100]
[3386,"XD1.6","X00102","P32514","Vnútorné fixátory hrudnodriekové zadné S4","1 segment, 4ks skrutky polyaxiálne alebo monoaxiálne, priemer 4,5-8 mm dĺžka 25-60 mm, 4 matice, 2 ks tyče rovné priemer 5,5 mm dĺžka 35-500 mm alebo 2 ks tyče ohnuté priemer 5,5mm, dĺžka 30-100 mm, 1 ks priečny spojovník pevný alebo nastaviteľný.","AES","DE","set",{"v":0.1,"d":"10.00%"},{"v":2492.12,"d":"2,492.12"},{"v":2492.12,"d":"2,492.12"},{"v":0,"d":"0.00"},{"v":0,"d":"0.0000%"},"I","NCH, ORT, UCH",90219090]
[3387,"XD1.6","X00092","P70682","Implantáty spinál. Medtronic","CD Horizon Multiaxial","MDC","US","set",{"v":0.1,"d":"10.00%"},{"v":2557.42,"d":"2,557.42"},{"v":2557.42,"d":"2,557.42"},{"v":0,"d":"0.00"},{"v":0,"d":"0.0000%"},"I","NCH, ORT, UCH",90211010]
[3388,"XD1.6","X00095","P81487","Systém chrbticový 3K, ortopedické implantáty","4x Fradis 3K transpedikulárna skrutka mono/polyaxiálna/redukčná + 2x Fradis 3K tyč 6 mm","FRD","FR","set",{"v":0.1,"d":"10.00%"},{"v":2563,"d":"2,563.00"},{"v":2563,"d":"2,563.00"},{"v":0,"d":"0.00"},{"v":0,"d":"0.0000%"},"I","NCH, ORT, UCH",90213100]
[3389,"XD1.6","X00093","P76983","Implantáty spinál. Medtronic CD Horizon","Sextant","MDC","US","set",{"v":0.1,"d":"10.00%"},{"v":2582.82,"d":"2,582.82"},{"v":2582.82,"d":"2,582.82"},{"v":0,"d":"0.00"},{"v":0,"d":"0.0000%"},"I","NCH, ORT, UCH",90211010]
[3390,"XD1.6","X00263","P83721","Fixačný systém flamenco","skrutky monoaxiálne, polyaxiálne, rôznych priemerov a dĺžok kombinované s tyčami rôznych dĺžok s primerom 5.5mm, set pozostáva zo 4 skrutiek, 4 uzamikacích matíc a 2 tyčí","ULR","DE","set",{"v":0.1,"d":"10.00%"},{"v":2662,"d":"2,662.00"},{"v":2662,"d":"2,662.00"},{"v":0,"d":"0.00"},{"v":0,"d":"0.0000%"},"I","NCH, ORT, UCH",90211010]
[3391,"XD1.6","X05072","P0359A","Systém spinálny laterálny šikmý PIVOX","rôzne modely","MDC","US","set",{"v":0.1,"d":"10.00%"},{"v":2662,"d":"2,662.00"},{"v":2662,"d":"2,662.00"},{"v":0,"d":"0.00"},{"v":0,"d":"0.0000%"},"I","NCH, ORT, UCH",90189084]
[3392,"XD1.6","X00561","P89029","Systém stabilizačný REVOLVE s príslušenstvom","bedrový systém REVOLVE","GLM","US","set",{"v":0.1,"d":"10.00%"},{"v":2677.65,"d":"2,677.65"},{"v":2677.65,"d":"2,677.65"},{"v":0,"d":"0.00"},{"v":0,"d":"0.0000%"},"I","NCH, ORT, UCH",90211010]
[3393,"XD1.6","X02259","P91534","Systém osteosyntetický hrudný/bedrový zadný ROMEO","1 segment s inštrumentáriom, rôzne druhy a veľkosti","SPJ","CH","set",{"v":0.1,"d":"10.00%"},{"v":2723.7,"d":"2,723.70"},{"v":2723.7,"d":"2,723.70"},{"v":0,"d":"0.00"},{"v":0,"d":"0.0000%"},"I","NCH, ORT, UCH",90211010]
[3394,"XD1.6","X02394","P86887","Implantát chrbticový OsseoScrew","1 segment expandovateľný, s inštrumentáriom","APP","US","set",{"v":0.1,"d":"10.00%"},{"v":2783,"d":"2,783.00"},{"v":2783,"d":"2,783.00"},{"v":0,"d":"0.00"},{"v":0,"d":"0.0000%"},"I","NCH, ORT, UCH",90211010]
[3395,"XD1.6","X00105","P71280","Universal reduction screws","4ks skruka, 4ks uzamykacia capica, 2ks tyc, 1 ks piecna väzba, polyaxiálne skrutky angulácia /-45°, priemer 4-9mm, dlžky 20-100mm,  tyc predohnutá, rovná 6mm dlžky 35-500mm, uzamykacia čapica -skrutka v matici","SYT-CH","CH","set",{"v":0.1,"d":"10.00%"},{"v":2952.4,"d":"2,952.40"},{"v":2952.4,"d":"2,952.40"},{"v":0,"d":"0.00"},{"v":0,"d":"0.0000%"},"I","NCH, ORT, UCH",90219090]
[3396,"XD1.6","X02591","P92455","Vnútorné fixátory hrudnodiekové zadné PathFinder NXT","Polyaxiálna skrutka 4X, Tyč 2x, Uzamykacia hlavička 4x","ZIM","US","set",{"v":0.1,"d":"10.00%"},{"v":2962.14,"d":"2,962.14"},{"v":2962.14,"d":"2,962.14"},{"v":0,"d":"0.00"},{"v":0,"d":"0.0000%"},"I","NCH, ORT, UCH",9021109000]
[3397,"XD1.6","X00108","P71280","Matrix 5,5","4ks skruka, 4ks uzamykacia matica, 2ks tyc, 1 ks piecna väzba 17-90mm, polyaxiálne skrutky 4 typy: predom zmontované, naklikávacie + hlava krátka, predlžená, priemer 4-9mm, dlžky 20-100mm,  tyc predohnutá, rovná 5,5 mm dlžky 30-500mm, uzamykacia matica","SYT-CH","CH","set",{"v":0.1,"d":"10.00%"},{"v":3009.29,"d":"3,009.29"},{"v":3009.29,"d":"3,009.29"},{"v":0,"d":"0.00"},{"v":0,"d":"0.0000%"},"I","NCH, ORT, UCH",90219090]
[3398,"XD1.6","X00562","P89028","Implantát spinálny Globus s príslušenstvom","bedrový systém REVERE","GLM","US","set",{"v":0.1,"d":"10.00%"},{"v":3017.4,"d":"3,017.40"},{"v":3017.4,"d":"3,017.40"},{"v":0,"d":"0.00"},{"v":0,"d":"0.0000%"},"I","NCH, ORT, UCH",90211010]
[3399,"XD1.6","X00098","P70924,P84584,P66114,P66117,P66115,P66116,P66118","Vnútorný fixátor hrudnodriekový zadný - Expedium - 1 segment","skrutky monoaxiálne, polyaxiálne, DI, DIFAR, ExTab, uniplanárne, osteoporetické rôznych priemerov a  dĺžok kombinované s tyčami roznych dĺžok použité v zostave 4 skrutky + 4 vnútorné matky + 2 tyče","DPI-US01","US","set",{"v":0.1,"d":"10.00%"},{"v":3048.1,"d":"3,048.10"},{"v":3048.1,"d":"3,048.10"},{"v":0,"d":"0.00"},{"v":0,"d":"0.0000%"},"I","NCH, ORT, UCH",90213100]
[3400,"XD1.6","X00107","P71280","Matrix 5,5 MIS (minimal invasive system)","4ks skrutka, 4ks uzamyk matica, 2ks tyc, polyaxiálne skrutky kanylované, perfor. 4 typy: predom zmontované, klikacia hlava krátka, predlžená, priem 4-9mm, d 20-100mm,  tyc predohnutá, rovná 5,5 mm dlžky 30-350mm,","SYT-CH","CH","set",{"v":0.1,"d":"10.00%"},{"v":3059.36,"d":"3,059.36"},{"v":3059.36,"d":"3,059.36"},{"v":0,"d":"0.00"},{"v":0,"d":"0.0000%"},"I","NCH, ORT, UCH",90219090]
[3401,"XD1.6","X02342","P64752","Vnútorný fixátor zadný pre miniinvazívne zavedenie Viper F2","kanulované transfacetové transpedikulárne skrutky, piemer 5 a 6 mm, dĺžka 20 a 60 mm, fixačné zaisťovacie podložky s priemerom 13 a 16 mm použité v zostave 2 skrutky a 2 fixačné podložky","MDO-CH01","CH","set",{"v":0.1,"d":"10.00%"},{"v":3075.6,"d":"3,075.60"},{"v":3075.6,"d":"3,075.60"},{"v":0,"d":"0.00"},{"v":0,"d":"0.0000%"},"I","NCH, ORT, UCH",90219090]
[3402,"XD1.6","X04571","P96883","Systém spinálny VERTICALE","4ks skrutky, rôzne druhy, priemer 4,5-10,2mm, dĺžka 25-100mm, 2ks tyče priemer 5,5mm,","SYM","GE","set",{"v":0.1,"d":"10.00%"},{"v":3230.7,"d":"3,230.70"},{"v":3230.7,"d":"3,230.70"},{"v":0,"d":"0.00"},{"v":0,"d":"0.0000%"},"I","NCH, ORT, UCH",90213100]
[3403,"XD1.6","X00104","P71280","Universal spine system USS System","4ks skruka, priemer 4,2-7mm, dlžky 35-55mm, 4ks uzamykacia matica, 4ks uzamykacie púzdro, 2ks tyc rovná 6mm dlžky 50-500mm, piecna väzba: 2ks konektory predom zmontované a tyc priem. 3,5mm x d40-80mm,","SYT-CH","CH","set",{"v":0.1,"d":"10.00%"},{"v":3267,"d":"3,267.00"},{"v":3267,"d":"3,267.00"},{"v":0,"d":"0.00"},{"v":0,"d":"0.0000%"},"I","NCH, ORT, UCH",90219090]
[3404,"XD1.6","X04730","P98341","Systém spinálny implantovateľný Ennovate","1 segment - 4 ks skrutky, priemer 4,5 - 10,5 mm dĺžka 25 - 110 mm, 4 matice, 2 ks tyče rovné priemer 5,5 mm dĺžka 30 - 500 mm alebo 2 ks tyče ohnuté priemer 5,5 mm, dĺžka 30 -150 mm, 1 ks priečny spojovník pevný alebo nastaviteľný.","AES","DE","set",{"v":0.1,"d":"10.00%"},{"v":3320,"d":"3,320.00"},{"v":3320,"d":"3,320.00"},{"v":0,"d":"0.00"},{"v":0,"d":"0.0000%"},"I","NCH, ORT, UCH",90213100]
[3405,"XD1.6","X00109","P71280","Click X System","4ks skruka, 4ks uzamykacia capica, 2ks tyc, 1 ks piecna väzba (tyc 3,5mm d 30-70mm a 2ks svroka), polyaxiálne skrutky angulácia /-45°, priemer 5,2-9mm, dlžky 30-65mm,  tyc predohnutá, rovná 6mm dlžky 35-250mm, uzamykacia capica -skrutka v matici","SYT-CH","CH","set",{"v":0.1,"d":"10.00%"},{"v":3388,"d":"3,388.00"},{"v":3388,"d":"3,388.00"},{"v":0,"d":"0.00"},{"v":0,"d":"0.0000%"},"I","NCH, ORT, UCH",90219090]
[3406,"XD1.6","X05255","P2147A","Fixačný systém VENUS","4 skrutky, 4 uzamykacie matice a 2 tyče","HUH","DE","set",{"v":0.1,"d":"10.00%"},{"v":3420,"d":"3,420.00"},{"v":3420,"d":"3,420.00"},{"v":0,"d":"0.00"},{"v":0,"d":"0.0000%"},"I","NCH, ORT, UCH",90211010]
[3407,"XD1.6","X04750","P99303","Systém spinálny EXPEDIUM VERSE",null,"MDO","CH","set",{"v":0.1,"d":"10.00%"},{"v":3422.99,"d":"3,422.99"},{"v":3422.99,"d":"3,422.99"},{"v":0,"d":"0.00"},{"v":0,"d":"0.0000%"},"I","NCH, ORT, UCH",90213100]
[3408,"XD1.6","X04681","P98488","Systém stabilizačný CREO implantovateľný chrbticový","rôzne veľkosti","GLM","US","set",{"v":0.1,"d":"10.00%"},{"v":3425.99,"d":"3,425.99"},{"v":3425.99,"d":"3,425.99"},{"v":0,"d":"0.00"},{"v":0,"d":"0.0000%"},"I","NCH, ORT, UCH",90219090]
[3409,"XD1.6","X03114","P89582","Spinal System Coral U polyaxial cannulated K-wire","4ks skrutka s nastaviťelnou angulaciou,4ks uzamykacia čapica s integrovaným navaďeniem,2ks tyč, skrutky polyaxiálne, kanylované, miniinvazívne, angulacia 45°,priemer 4,5-8,5mm, dlžky 25-55mm,tvarovaná tyč priemer 5,5mm","TSP","US","set",{"v":0.1,"d":"10.00%"},{"v":3456.27,"d":"3,456.27"},{"v":3456.27,"d":"3,456.27"},{"v":0,"d":"0.00"},{"v":0,"d":"0.0000%"},"I","NCH, ORT, UCH",90219090]
[3410,"XD1.6","X04914","P0120A","Systém spinálnych implantátov Z-Medical","4x skrutka transpedikulárna mono/poly/quattroaxial/quattroaxial trans, 4x uzamykacia matica, 2x titánová tyč","ZME","DE","set",{"v":0.1,"d":"10.00%"},{"v":3494.6,"d":"3,494.60"},{"v":3494.6,"d":"3,494.60"},{"v":0,"d":"0.00"},{"v":0,"d":"0.0000%"},"I","NCH, ORT, UCH",90219090]
[3411,"XD1.6","X03094","P83721","Fixačný systém uCentum","4 skrutky, 4 uzamykacie matice a 2 tyče","ULR","DE","set",{"v":0.1,"d":"10.00%"},{"v":3497,"d":"3,497.00"},{"v":3497,"d":"3,497.00"},{"v":0,"d":"0.00"},{"v":0,"d":"0.0000%"},"I","NCH, ORT, UCH",90211010]
[3412,"XD1.6","X04771","P64752","Systém spinálny VIPER","rôzné typy","MDO","CH","ks",{"v":0.1,"d":"10.00%"},{"v":3505.31,"d":"3,505.31"},{"v":3505.31,"d":"3,505.31"},{"v":0,"d":"0.00"},{"v":0,"d":"0.0000%"},"I","NCH, ORT, UCH",90211010]
[3413,"XD1.6","X00097","P74427,P70924","Vnútorný fixátor hrudnodriekový zadný pre miniivazívne zavedenie Viper  - 1 segment","kanulovane skrutky, kanulovane skrutky s fenestraciou, kanulované uniplanárne skrutky, VCFFS skrutky rôznych priemerov a  dĺžok kombinované s tyčami roznych dĺžok použité v zostave 4 skrutky + 4 vnútorné matky + 2 tyče","DPI-US01","US","set",{"v":0.1,"d":"10.00%"},{"v":3505.31,"d":"3,505.31"},{"v":3505.31,"d":"3,505.31"},{"v":0,"d":"0.00"},{"v":0,"d":"0.0000%"},"I","NCH, ORT, UCH",90213100]
[3414,"XD1.6","X03117","P89916","Daytona Spinal System","4ks skrutka s nastaviteľnou anguláciou, 4ks uzamykacia čapica s integrovaným navádzaním, 2ks tyč, 1ks priečna väzba, skrutky angulácia 45°, priemer 4,5-7,5mm, dĺžky 30-55mm, tvarovaná tyč priemer 5,5mm,","SSN","US","set",{"v":0.1,"d":"10.00%"},{"v":3519.89,"d":"3,519.89"},{"v":3519.89,"d":"3,519.89"},{"v":0,"d":"0.00"},{"v":0,"d":"0.0000%"},"I","NCH, ORT, UCH",90211010]
[3415,"XD1.6","X03864","P94681","Systém spinálny EVEREST","4ks skrutky polyaxiálne priemer 5,5-8,5mm, dĺžka 25-55mm, 4ks uzamykacia matica, 2ks tyče priemer 5,5 a 6mm","K2M","US","set",{"v":0.1,"d":"10.00%"},{"v":3557.76,"d":"3,557.76"},{"v":3557.76,"d":"3,557.76"},{"v":0,"d":"0.00"},{"v":0,"d":"0.0000%"},"I","NCH, ORT, UCH",90219090]
[3416,"XD1.6","X03860","P94680","Systém spinálny MESA","4ks skrutky samozamykacie, rôzne druhy, priemer 5,5-9,5mm, dĺžka 25-110mm, 2ks tyče priemer 5,5mm, 2ks spojovací mostík","K2M","US","set",{"v":0.1,"d":"10.00%"},{"v":3557.76,"d":"3,557.76"},{"v":3557.76,"d":"3,557.76"},{"v":0,"d":"0.00"},{"v":0,"d":"0.0000%"},"I","NCH, ORT, UCH",90219090]
[3417,"XD1.6","X04686","P98734","Systém chrbticový fraktúrny FJR","chrbticové skrutky, svorky, konektory a tyče","BFT","CN","set",{"v":0.1,"d":"10.00%"},{"v":3558.85,"d":"3,558.85"},{"v":3558.85,"d":"3,558.85"},{"v":0,"d":"0.00"},{"v":0,"d":"0.0000%"},"I","NCH, ORT, UCH",90212900]
[3418,"XD1.6","X05170","P1947A","Systém chrbticový torakolumbálny fixačný zadný PERLA TL","s inštrumentáriom; rôzne druhy a veľkosti","SPJ","CH","set",{"v":0.1,"d":"10.00%"},{"v":3610.64,"d":"3,610.64"},{"v":3610.64,"d":"3,610.64"},{"v":0,"d":"0.00"},{"v":0,"d":"0.0000%"},"I","NCH, ORT, UCH",90219090]
[3419,"XD1.6","X04425","P97528","Systém pedikulárnych skrutiek CarboClear","spinálne lumbálne fixačné implantáty, s inštrumentáriom","CBO","IS","set",{"v":0.1,"d":"10.00%"},{"v":3619.99,"d":"3,619.99"},{"v":3619.99,"d":"3,619.99"},{"v":0,"d":"0.00"},{"v":0,"d":"0.0000%"},"I","NCH, ORT, UCH",90211010]
[3420,"XD1.6","X01342","P89468","Vnútorné fixátory hrudnodriekové zadné S4 Element","1 segment, 4ks skrutky polyaxiálne alebo monoaxiálne, priemer 4,5-10 mm dĺžka 25-110 mm, 4 matice, 2 ks tyče rovné priemer 5,5 mm dĺžka 35-500 mm alebo 2 ks tyče ohnuté priemer 5,5mm, dĺžka 30-100 mm, 1 ks priečny spojovník pevný alebo nastaviteľný.","AES","DE","set",{"v":0.1,"d":"10.00%"},{"v":3619.99,"d":"3,619.99"},{"v":3619.99,"d":"3,619.99"},{"v":0,"d":"0.00"},{"v":0,"d":"0.0000%"},"I","NCH, ORT, UCH",90219090]
[3421,"XD1.6","X00591","P84489","Vnútorné fixátory hrudnodriekové zadné - 1 segment","Sequoia Polyaxiálna skrutka 4ks, Sequoia zahnutá/rovná tyč 2ks, Sequoia uzamykacia matica 4ks, Sequoia Transverzný konektor 1ks","ZIM","US","set",{"v":0.1,"d":"10.00%"},{"v":3625,"d":"3,625.00"},{"v":3625,"d":"3,625.00"},{"v":0,"d":"0.00"},{"v":0,"d":"0.0000%"},"I","NCH, ORT, UCH",90211010]
[3422,"XD1.6","X00590","P85433","Vnútorné fixátory hrudnodriekové zadné - 1 segment","Java Instinct Poly/Monoaxiálna skrutka 4ks, Java Instinct zahnutá/rovná tyč 2ks, Java Instinct uzamykacia matica 4ks, Java Instinct Transverzný konektor 1ks","ZIM","FR","set",{"v":0.1,"d":"10.00%"},{"v":3625,"d":"3,625.00"},{"v":3625,"d":"3,625.00"},{"v":0,"d":"0.00"},{"v":0,"d":"0.0000%"},"I","NCH, ORT, UCH",90211010]
[3423,"XD1.6","X04384","P94161","Systém ortopedický interný fixačný pre spinálnu chirurgiu - vnútorných hrudnodriekových fixátorov MediRod","4 ks polyaxiálna skrutka, 2 ks tyč","MEDICON","DE","set",{"v":0.1,"d":"10.00%"},{"v":3627.58,"d":"3,627.58"},{"v":3627.58,"d":"3,627.58"},{"v":0,"d":"0.00"},{"v":0,"d":"0.0000%"},"I","NCH, ORT, UCH",90213990]
[3424,"XD1.6","X01428","P88106","Systém spinálny CD Horizon SOLERA","CD Horizon Solera 1 segment","MDC","US","set",{"v":0.1,"d":"10.00%"},{"v":3628.79,"d":"3,628.79"},{"v":3628.79,"d":"3,628.79"},{"v":0,"d":"0.00"},{"v":0,"d":"0.0000%"},"I","NCH, ORT, UCH",90211010]
[3425,"XD1.6","X04809","P99341","Systém spinálnych implantátov GSB RELINE","systém zadnej vnútornej fixácie hrudno-driekovej, s inštrumentáriom","NUI","US","set",{"v":0.1,"d":"10.00%"},{"v":3629.03,"d":"3,629.03"},{"v":3629.03,"d":"3,629.03"},{"v":0,"d":"0.00"},{"v":0,"d":"0.0000%"},"I","NCH, ORT, UCH",90219090]
[3426,"XD1.6","X04043","P95954","Systém spinálny SLICK´S","pre zadnú fúziu hrudnej, driekovej a krížovej chrbtice","BIN","FR","ks",{"v":0.1,"d":"10.00%"},{"v":3630,"d":"3,630.00"},{"v":3630,"d":"3,630.00"},{"v":0,"d":"0.00"},{"v":0,"d":"0.0000%"},"I","NCH, ORT, UCH",90219090]
[3427,"XD1.6","X00106","P71280","Universal spine system (USS) for fractures","4ks šancova skruka, priemer 5-7mm, dlžky závitu 35-55mm, 4ks uzamykacia svorka, 2ks tyc rovná 6mm dlžky 50-150mm, piecna väzba: 2ks konektory predom zmontované a tyc priem. 3,5mm x d40-80mm,","SYT-CH","CH","set",{"v":0.1,"d":"10.00%"},{"v":3630,"d":"3,630.00"},{"v":3630,"d":"3,630.00"},{"v":0,"d":"0.00"},{"v":0,"d":"0.0000%"},"I","NCH, ORT, UCH",90219090]
[3428,"XD1.6","X01223","P89922","Newport miniinvazívny perkutánny systém","4ks skrutka s nastavitelnou polyaxialitou a rôznymi typmi redukčných skrutiek, 2 ks integrovaná tyč s uzamykateľnou čiapočkou s polyaxiálnym uzamykaním, priemer 5,5mm, rôzne dĺžky, alebo predohnutá tyč a zvlášť uzamykateľné čiapočky.","SSN","US","set",{"v":0.1,"d":"10.00%"},{"v":4403.19,"d":"4,403.19"},{"v":3630,"d":"3,630.00"},773.19,{"v":0.175598,"d":"17.5598%"},"S","NCH, ORT, UCH",90219090]
[3429,{"$nulls":3},"XD1.6.1 Vnútorné fixátory hrudnodiekové zadné - 2 facety",{"$nulls":10},{"v":2662,"d":"2,662.000000"},"set"]
[3430,"XD1.6.1","X01133","P71280","Facet Wedge","2ks facet wedge klietka a 4ks skrutky, 3 velkosti klietky: small, large, medium, a fixovaný skrutkami priemeru 3 -3,5mm, dlžky 12mm","SYT-CH","CH","set",{"v":0.1,"d":"10.00%"},{"v":2662,"d":"2,662.00"},{"v":2662,"d":"2,662.00"},{"v":0,"d":"0.00"},{"v":0,"d":"0.0000%"},"I","NCH, ORT, UCH",90219090]
[3431,{"$nulls":3},"XD1.7 Vnútorné fixátory hrudnodiekové zadné - 2 segmenty",{"$nulls":10},{"v":4598,"d":"4,598.000000"},"set"]
[3432,"XD1.7","X00117","P86889","Systém implantibilný chrbticový Zodiac","posterior. Transpedikulárny fixačný s inštrumentáriom","APP","US","set",{"v":0.1,"d":"10.00%"},{"v":2420,"d":"2,420.00"},{"v":2420,"d":"2,420.00"},{"v":0,"d":"0.00"},{"v":0,"d":"0.0000%"},"I","NCH, ORT, UCH",90211010]
[3433,"XD1.7","X01488","P75025,P75026,P75027","Vnútorné fixátory hrudnodriekové zadné EASYSPINE","2 segmenty, 6 ks skrutky priemer 5-7mm, dĺžka 30-55 mm, 2 ks tyče 6x35-500mm, 1 ks priečny konektor, 1 ks laterálny konektor","LDR","FR","set",{"v":0.1,"d":"10.00%"},{"v":2541,"d":"2,541.00"},{"v":2541,"d":"2,541.00"},{"v":0,"d":"0.00"},{"v":0,"d":"0.0000%"},"I","NCH, ORT, UCH",90219090]
[3434,"XD1.7","X00113","P81487","Systém chrbticový 3K, ortopedické implantáty","6x Fradis 3K transpedikulárna skrutka mono/polyaxiálna + 2x Fradis 3K tyč 6 mm + Priečna väzba (2x priečny hák Fradis 3K + 1x tyč pre priečny konektor)","FRD","FR","set",{"v":0.1,"d":"10.00%"},{"v":3020.31,"d":"3,020.31"},{"v":3020.31,"d":"3,020.31"},{"v":0,"d":"0.00"},{"v":0,"d":"0.0000%"},"I","NCH, ORT, UCH",90213100]
[3435,"XD1.7","X00112","P81404","Systém osteosyntetický chrbicový implantabilný Socore, s inštrumentáriom, rôzne druhy","6x Socore (Novaspine) transpedikulárna skrutka mono/polyaxiálna/redukčná/kanylovaná + 2x Socore tyč 5,5 mm + Priečna väzba   (2x priečny hák Socore + 1x tyč pre priečny konektor)","NSP","FR","set",{"v":0.1,"d":"10.00%"},{"v":3020.31,"d":"3,020.31"},{"v":3020.31,"d":"3,020.31"},{"v":0,"d":"0.00"},{"v":0,"d":"0.0000%"},"I","NCH, ORT, UCH",90213100]
[3436,"XD1.7","X00114","P89243","POLARIS, vnútorný hrudnodriekový fixátor","Skrutky monoaxiálne, polyaxiálne, priemer 4,75-8,5 mm, dĺžky 25-55 mm, tyče priemer 5,5 mm, dĺžky 35-500 mm, plug-fixačná matka, mezityčové konektory","BIM","US","set",{"v":0.1,"d":"10.00%"},{"v":3025,"d":"3,025.00"},{"v":3025,"d":"3,025.00"},{"v":0,"d":"0.00"},{"v":0,"d":"0.0000%"},"I","NCH, ORT, UCH",90213100]
[3437,"XD1.7","X00118","P32508","Vnútorné fixátory hrudnodriekové zadné Socon","2 segmenty, 6 ks skrutky priemer 5, 6, 7mm dĺžka 35-60mm, 6 ks upínacie prvky, 2 ks spájacie tyče priemer 6mm dĺžka 40-200mm, 2 ks priečny spojovník","AES","DE","set",{"v":0.1,"d":"10.00%"},{"v":3206.5,"d":"3,206.50"},{"v":3206.5,"d":"3,206.50"},{"v":0,"d":"0.00"},{"v":0,"d":"0.0000%"},"I","NCH, ORT, UCH",90219090]
[3438,"XD1.7","X02395","P86887","Implantát chrbticový OsseoScrew","2 segmenty expandovateľný, s inštrumentáriom","APP","US","set",{"v":0.1,"d":"10.00%"},{"v":3509,"d":"3,509.00"},{"v":3509,"d":"3,509.00"},{"v":0,"d":"0.00"},{"v":0,"d":"0.0000%"},"I","NCH, ORT, UCH",90211010]
[3439,"XD1.7","X00111","P76983","Implantáty spinál. Medtronic CD Horizon","Sextant","MDC","US","set",{"v":0.1,"d":"10.00%"},{"v":3575.74,"d":"3,575.74"},{"v":3575.74,"d":"3,575.74"},{"v":0,"d":"0.00"},{"v":0,"d":"0.0000%"},"I","NCH, ORT, UCH",90211010]
[3440,"XD1.7","X01429","P88106","Systém spinálny CD Horizon SOLERA","CD Horizon Solera 2 segmenty","MDC","US","set",{"v":0.1,"d":"10.00%"},{"v":3628.79,"d":"3,628.79"},{"v":3628.79,"d":"3,628.79"},{"v":0,"d":"0.00"},{"v":0,"d":"0.0000%"},"I","NCH, ORT, UCH",90211010]
[3441,"XD1.7","X00110","P70682","Implantáty spinál. Medtronic","CD Horizon Multiaxial","MED","US","set",{"v":0.1,"d":"10.00%"},{"v":3668.88,"d":"3,668.88"},{"v":3668.88,"d":"3,668.88"},{"v":0,"d":"0.00"},{"v":0,"d":"0.0000%"},"I","NCH, ORT, UCH",90211010]
[3442,"XD1.7","X00558","P89029","Systém stabilizačný REVOLVE s príslušenstvom","bedrový systém REVOLVE","GLM","US","set",{"v":0.1,"d":"10.00%"},{"v":3733.98,"d":"3,733.98"},{"v":3733.98,"d":"3,733.98"},{"v":0,"d":"0.00"},{"v":0,"d":"0.0000%"},"I","NCH, ORT, UCH",90211010]
[3443,"XD1.7","X00119","P32514","Vnútorné fixátory hrudnodriekové zadné S4","2 segmenty,  6 ks skrutiek monoaxiálnych alebo polyaxiálnych, priemer 4,5-8 mm dĺžka 25-60 mm, 6 ks matíc, 2 ks tyče rovné priemer 5,5 mm dĺžka 35-500mm alebo 2ks tyče ohnuté priemer 5,5mm, dĺžka 30-100 mm, 2 ks priečny spojovník pevný alebo nastaviteľný.","AES","DE","set",{"v":0.1,"d":"10.00%"},{"v":3751,"d":"3,751.00"},{"v":3751,"d":"3,751.00"},{"v":0,"d":"0.00"},{"v":0,"d":"0.0000%"},"I","NCH, ORT, UCH",90219090]
[3444,"XD1.7","X02260","P91534","Systém osteosyntetický hrudný/bedrový zadný ROMEO","2 segmenty s inštrumentáriom, rôzne druhy a veľkosti","SPJ","CH","set",{"v":0.1,"d":"10.00%"},{"v":3776.63,"d":"3,776.63"},{"v":3776.63,"d":"3,776.63"},{"v":0,"d":"0.00"},{"v":0,"d":"0.0000%"},"I","NCH, ORT, UCH",90211010]
[3445,"XD1.7","X00264","P83721","Fixačný systém flamenco","skrutky monoaxiálne, polyaxiálne, rôznych priemerov a dĺžok kombinované s tyčami rôznych dĺžok s primerom 5.5mm, set pozostáva zo 6 skrutiek, 6 uzamykacích matíc a 2 tyčí","ULR","DE","set",{"v":0.1,"d":"10.00%"},{"v":3872,"d":"3,872.00"},{"v":3872,"d":"3,872.00"},{"v":0,"d":"0.00"},{"v":0,"d":"0.0000%"},"I","NCH, ORT, UCH",90211010]
[3446,"XD1.7","X00560","P87549,P88375,P85615","ACCROSSPINE 2 segmenty","vnútorný fixátor zadný, skrutky rôznych dĺžok a rozmerov kombinované s tyčami rôznych dĺžok v zostave 6 skrutiek, 2 tyče, 2 crosslinky","ARF","FR","set",{"v":0.1,"d":"10.00%"},{"v":3879.99,"d":"3,879.99"},{"v":3879.99,"d":"3,879.99"},{"v":0,"d":"0.00"},{"v":0,"d":"0.0000%"},"I","NCH, ORT, UCH",90213100]
[3447,"XD1.7","X01414","P81404","Systém osteosyntetický chrbticový implantabilný Socore, s inštrumentáriom, rôzne druhy pre miniinvazívne zavedenie","6x Socore (Novaspine) transpedikulárna augmentačná kanylovaná skrutka-polyaxiálna/redukčná/   + 2x Socore tyč  priemer 4 - 6 mm  dlhá 100-600","NSP","FR","set",{"v":0.1,"d":"10.00%"},{"v":3894.78,"d":"3,894.78"},{"v":3894.78,"d":"3,894.78"},{"v":0,"d":"0.00"},{"v":0,"d":"0.0000%"},"I","NCH, ORT, UCH",90219090]
[3448,"XD1.7","X04687","P98734","Systém chrbticový fraktúrny FJR","chrbticové skrutky, svorky, konektory a tyče","BFT","CN","set",{"v":0.1,"d":"10.00%"},{"v":4096,"d":"4,096.00"},{"v":4096,"d":"4,096.00"},{"v":0,"d":"0.00"},{"v":0,"d":"0.0000%"},"I","NCH, ORT, UCH",90212900]
[3449,"XD1.7","X02597","P92455","Vnútorné fixátory hrudnodiekové zadné PathFinder NXT","Polyaxiálna skrutka 6x, Tyč 2x, Uzamykacia hlavička 6x","ZIM","US","set",{"v":0.1,"d":"10.00%"},{"v":4099.49,"d":"4,099.49"},{"v":4099.49,"d":"4,099.49"},{"v":0,"d":"0.00"},{"v":0,"d":"0.0000%"},"I","NCH, ORT, UCH",9021109000]
[3450,"XD1.7","X05254","P2147A","Fixačný systém VENUS","6 skrutiek, 6 uzamykacích matíc a 2 tyče","HUH","DE","set",{"v":0.1,"d":"10.00%"},{"v":4117.99,"d":"4,117.99"},{"v":4117.99,"d":"4,117.99"},{"v":0,"d":"0.00"},{"v":0,"d":"0.0000%"},"I","NCH, ORT, UCH",90211010]
[3451,"XD1.7","X04572","P96883","Systém spinálny VERTICALE","6ks skrutky, rôzne druhy, priemer 4,5-10,2mm, dĺžka 25-100mm, 2ks tyče priemer 5,5mm, premostenie, nástavce","SYM","GE","set",{"v":0.1,"d":"10.00%"},{"v":4138.2,"d":"4,138.20"},{"v":4138.2,"d":"4,138.20"},{"v":0,"d":"0.00"},{"v":0,"d":"0.0000%"},"I","NCH, ORT, UCH",90213100]
[3452,"XD1.7","X00559","P89028","Implantát spinálny Globus s príslušenstvom","bedrový systém REVERE","GLM","US","set",{"v":0.1,"d":"10.00%"},{"v":4174.67,"d":"4,174.67"},{"v":4174.67,"d":"4,174.67"},{"v":0,"d":"0.00"},{"v":0,"d":"0.0000%"},"I","NCH, ORT, UCH",90211010]
[3453,"XD1.7","X04915","P0120A","Systém spinálnych implantátov Z-Pedical screw, Z/Rod, Z/Guide wires","sterilné tyče, skrutky, drôty; rôzne typy a veľkosti","ZME","DE","set",{"v":0.1,"d":"10.00%"},{"v":4194.01,"d":"4,194.01"},{"v":4194.01,"d":"4,194.01"},{"v":0,"d":"0.00"},{"v":0,"d":"0.0000%"},"I","NCH, ORT, UCH",90219090]
[3454,"XD1.7","X04810","P99341","Systém spinálnych implantátov GSB RELINE","systém zadnej vnútornej fixácie hrudno-driekovej, s inštrumentáriom","NUI","US","set",{"v":0.1,"d":"10.00%"},{"v":4194.83,"d":"4,194.83"},{"v":4194.83,"d":"4,194.83"},{"v":0,"d":"0.00"},{"v":0,"d":"0.0000%"},"I","NCH, ORT, UCH",90219090]
[3455,"XD1.7","X00116","P70924,P84584,P66114,P66117,P66115,P66116,P66118","Vnútorný fixátor hrudnodriekový zadný  - Expedium - 2 segmenty","skrutky monoaxiálne, polyaxiálne, DI, DIFAR, ExTab, uniplanárne, osteoporetické rôznych priemerov a  dĺžok kombinované s tyčami roznych dĺžok použité v zostave 6 skrutiek + 6 vnútorných matiek + 2 tyče","DPI-US01","US","set",{"v":0.1,"d":"10.00%"},{"v":4216.31,"d":"4,216.31"},{"v":4216.31,"d":"4,216.31"},{"v":0,"d":"0.00"},{"v":0,"d":"0.0000%"},"I","NCH, ORT, UCH",90213100]
[3456,"XD1.7","X00125","P71280","Click X System","6ks skruka, 6ks uzamykacia capica, 2ks tyc, 1 ks piecna väzba (tyc 3,5mm d 30-70mm a 2ks svroka), polyaxiálne skrutky angulácia /-45°, priemer 5,2-9mm, dlžky 30-65mm,  tyc predohnutá, rovná 6mm dlžky 35-250mm, uzamykacia capica -skrutka v matici","SYT-CH","CH","set",{"v":0.1,"d":"10.00%"},{"v":4235,"d":"4,235.00"},{"v":4235,"d":"4,235.00"},{"v":0,"d":"0.00"},{"v":0,"d":"0.0000%"},"I","NCH, ORT, UCH",90219090]
[3457,"XD1.7","X04731","P98341","Systém spinálny implantovateľný Ennovate","2 segmenty,  6 ks skrutiek monoaxiálnych alebo polyaxiálnych, priemer 4,5 - 10,5 mm dĺžka 25 - 110 mm, 6 ks matíc, 2 ks tyče rovné priemer 5,5 mm dĺžka 30 - 500 mm alebo 2 ks tyče ohnuté priemer 5,5 mm, dĺžka 30 - 150 mm, 1 ks priečny spojovník pevný alebo nastaviteľný","AES","DE","set",{"v":0.1,"d":"10.00%"},{"v":4311,"d":"4,311.00"},{"v":4311,"d":"4,311.00"},{"v":0,"d":"0.00"},{"v":0,"d":"0.0000%"},"I","NCH, ORT, UCH",90213100]
[3458,"XD1.7","X00121","P71280","Universal spine system USS System","6ks skruka, priemer 4,2-7mm, dlžky 35-55mm, 6ks uzamykacia matica, 6ks uzamykacie púzdro, 2ks tyc rovná 6mm dlžky 50-500mm, piecna väzba: 2ks konektory predom zmontované a tyc priem. 3,5mm x d40-80mm,","SYT-CH","CH","set",{"v":0.1,"d":"10.00%"},{"v":4356,"d":"4,356.00"},{"v":4356,"d":"4,356.00"},{"v":0,"d":"0.00"},{"v":0,"d":"0.0000%"},"I","NCH, ORT, UCH",90219090]
[3459,"XD1.7","X03096","P83721","Fixačný systém uCentum","6 skrutiek, 6 uzamykacích matíc a 2 tyče","ULR","DE","set",{"v":0.1,"d":"10.00%"},{"v":4465,"d":"4,465.00"},{"v":4465,"d":"4,465.00"},{"v":0,"d":"0.00"},{"v":0,"d":"0.0000%"},"I","NCH, ORT, UCH",90211010]
[3460,"XD1.7","X03865","P94681","Systém spinálny EVEREST","6ks skrutky polyaxiálne priemer 5,5-8,5mm, dĺžka 25-55mm, 6ks uzamykacia matica, 2ks tyče priemer 5,5 a 6mm","K2M","US","set",{"v":0.1,"d":"10.00%"},{"v":4497.68,"d":"4,497.68"},{"v":4497.68,"d":"4,497.68"},{"v":0,"d":"0.00"},{"v":0,"d":"0.0000%"},"I","NCH, ORT, UCH",90219090]
[3461,"XD1.7","X03861","P94680","Systém spinálny MESA","6ks skrutky samozamykacie, rôzne druhy, priemer 5,5-9,5mm, dĺžka 25-110mm, 2ks tyče priemer 5,5mm, 2ks spojovací mostík","K2M","US","set",{"v":0.1,"d":"10.00%"},{"v":4497.68,"d":"4,497.68"},{"v":4497.68,"d":"4,497.68"},{"v":0,"d":"0.00"},{"v":0,"d":"0.0000%"},"I","NCH, ORT, UCH",90219090]
[3462,"XD1.7","X04682","P98488","Systém stabilizačný CREO implantovateľný chrbticový","rôzne veľkosti","GLM","US","set",{"v":0.1,"d":"10.00%"},{"v":4537.5,"d":"4,537.50"},{"v":4537.5,"d":"4,537.50"},{"v":0,"d":"0.00"},{"v":0,"d":"0.0000%"},"I","NCH, ORT, UCH",90219090]
[3463,"XD1.7","X04772","P64752","Systém spinálny VIPER","rôzné typy","MDO","CH","ks",{"v":0.1,"d":"10.00%"},{"v":4540,"d":"4,540.00"},{"v":4540,"d":"4,540.00"},{"v":0,"d":"0.00"},{"v":0,"d":"0.0000%"},"I","NCH, ORT, UCH",90211010]
[3464,"XD1.7","X04426","P97528","Systém pedikulárnych skrutiek CarboClear","spinálne lumbálne fixačné implantáty, s inštrumentáriom","CBO","IS","set",{"v":0.1,"d":"10.00%"},{"v":4541,"d":"4,541.00"},{"v":4541,"d":"4,541.00"},{"v":0,"d":"0.00"},{"v":0,"d":"0.0000%"},"I","NCH, ORT, UCH",90211010]
[3465,"XD1.7","X04749","P99303","Systém spinálny EXPEDIUM VERSE",null,"MDO","CH","set",{"v":0.1,"d":"10.00%"},{"v":4545,"d":"4,545.00"},{"v":4545,"d":"4,545.00"},{"v":0,"d":"0.00"},{"v":0,"d":"0.0000%"},"I","NCH, ORT, UCH",90213100]
[3466,"XD1.7","X04385","P94161","Systém ortopedický interný fixačný pre spinálnu chirurgiu - vnútorných hrudnodriekových fixátorov MediRod","6 ks polyaxiálna skrutka, 2 ks tyč","MEDICON","DE","set",{"v":0.1,"d":"10.00%"},{"v":4546.9,"d":"4,546.90"},{"v":4546.9,"d":"4,546.90"},{"v":0,"d":"0.00"},{"v":0,"d":"0.0000%"},"I","NCH, ORT, UCH",90213990]
[3467,"XD1.7","X05171","P1947A","Systém chrbticový torakolumbálny fixačný zadný PERLA TL","s inštrumentáriom; rôzne druhy a veľkosti","SPJ","CH","set",{"v":0.1,"d":"10.00%"},{"v":4549,"d":"4,549.00"},{"v":4549,"d":"4,549.00"},{"v":0,"d":"0.00"},{"v":0,"d":"0.0000%"},"I","NCH, ORT, UCH",90219090]
[3468,"XD1.7","X03115","P89582","Spinal System Coral U polyaxial cannulated K-wire","6ks skrutka s nastaviťelnou angulaciou,6ks uzamykacia čapica s integrovaným navaďeniem,2ks tyč, skrutky polyaxiálne, kanylované, miniinvazívne, angulacia 45°,priemer 4,5-8,5mm, dlžky 40-85mm,tvarovaná tyč priemer 5,5mm","TSP","US","set",{"v":0.1,"d":"10.00%"},{"v":4549.6,"d":"4,549.60"},{"v":4549.6,"d":"4,549.60"},{"v":0,"d":"0.00"},{"v":0,"d":"0.0000%"},"I","NCH, ORT, UCH",90219090]
[3469,"XD1.7","X03373","P88106,P93007,P84695","Systém spinálny CD Horizon®  SOLERA™  a Longitude","CD Horizon Solera a Longitude 2 segmenty, 4.75, 5.5, 6.0","MDC","US","set",{"v":0.1,"d":"10.00%"},{"v":4573.8,"d":"4,573.80"},{"v":4573.8,"d":"4,573.80"},{"v":0,"d":"0.00"},{"v":0,"d":"0.0000%"},"I","NCH, ORT, UCH",90211010]
[3470,"XD1.7","X01343","P89468","Vnútorné fixátory hrudnodriekové zadné S4 Element","2 segmenty,  6 ks skrutiek monoaxiálnych alebo polyaxiálnych, priemer 4,5-10mm dĺžka 25-110mm, 6 ks matíc, 2 ks tyče rovné priemer 5,5 mm dĺžka 35-500mm alebo 2ks tyče ohnuté priemer 5,5mm, dĺžka 30-100 mm, 2 ks priečny spojovník pevný alebo nastaviteľný.","AES","DE","set",{"v":0.1,"d":"10.00%"},{"v":4589.99,"d":"4,589.99"},{"v":4589.99,"d":"4,589.99"},{"v":0,"d":"0.00"},{"v":0,"d":"0.0000%"},"I","NCH, ORT, UCH",90219090]
[3471,"XD1.7","X03856","P93589","Spinálny systém VEOS","6 ks skrutka s nastaviteľnou anguláciou, 6 ks uzamykacia matka s integrovaným navádzaním, 2 ks tyč, skrutky polyaxiálne, kanylované, miniinvazívne.","IOS","FR","set",{"v":0.1,"d":"10.00%"},{"v":4593.16,"d":"4,593.16"},{"v":4593.16,"d":"4,593.16"},{"v":0,"d":"0.00"},{"v":0,"d":"0.0000%"},"I","NCH, ORT, UCH",90219090]
[3472,"XD1.7","X00588","P84489","Vnútorné fixátory hrudnodriekové zadné - 2 segment","Sequoia Polyaxiálna skrutka 6ks, Sequoia zahnutá/rovná tyč 2ks, Sequoia uzamykacia matica 6ks, Sequoia Transverzný konektor 1ks","ZIM","US","set",{"v":0.1,"d":"10.00%"},{"v":4595,"d":"4,595.00"},{"v":4595,"d":"4,595.00"},{"v":0,"d":"0.00"},{"v":0,"d":"0.0000%"},"I","NCH, ORT, UCH",90211010]
[3473,"XD1.7","X00587","P85433","Vnútorné fixátory hrudnodriekové zadné - 2 segment","Java Instinct Poly/Monoaxiálna skrutka 6ks, Java Instinct zahnutá/rovná tyč 2ks, Java Instinct uzamykacia matica 6ks, Java Instinct Transverzný konektor 1ks","ZIM","FR","set",{"v":0.1,"d":"10.00%"},{"v":4595,"d":"4,595.00"},{"v":4595,"d":"4,595.00"},{"v":0,"d":"0.00"},{"v":0,"d":"0.0000%"},"I","NCH, ORT, UCH",90211010]
[3474,"XD1.7","X00122","P71280","Matrix 5,5","6ks skruka, 6ks uzamykacia matica, 2ks tyc, 1 ks piecna väzba 17-90mm, polyaxiálne skrutky 4 typy: predom zmontované, naklikávacie + hlava krátka, predlžená, priemer 4-9mm, dlžky 20-100mm,  tyc predohnutá, rovná 5,5 mm dlžky 30-500mm, uzamykacia matica","SYT-CH","CH","set",{"v":0.1,"d":"10.00%"},{"v":4598,"d":"4,598.00"},{"v":4598,"d":"4,598.00"},{"v":0,"d":"0.00"},{"v":0,"d":"0.0000%"},"I","NCH, ORT, UCH",90219090]
[3475,"XD1.7","X00123","P71280","Matrix 5,5 MIS (minimal invasive system)","6ks skrutka, 6ks uzamykacia matica, 2ks tyc, polyaxiálne skrutky kanylované, perfor. 4 typy: predom zmontované, klikacia hlava krátka, predlžená, priem 4-9mm, d 20-100mm,  tyc predohnutá, rovná 5,5 mm dlžky 30-350mm,","SYT-CH","CH","set",{"v":0.1,"d":"10.00%"},{"v":4598,"d":"4,598.00"},{"v":4598,"d":"4,598.00"},{"v":0,"d":"0.00"},{"v":0,"d":"0.0000%"},"I","NCH, ORT, UCH",90219090]
[3476,"XD1.7","X04044","P95954","Systém spinálny SLICK´S","pre zadnú fúziu hrudnej, driekovej a krížovej chrbtice","BIN","FR","ks",{"v":0.1,"d":"10.00%"},{"v":4598,"d":"4,598.00"},{"v":4598,"d":"4,598.00"},{"v":0,"d":"0.00"},{"v":0,"d":"0.0000%"},"I","NCH, ORT, UCH",90219090]
[3477,"XD1.7","X00124","P71280","Universal spine system (USS) for fractures","6ks šancova skruka, priemer 5-7mm, dlžky závitu 35-55mm, 6ks uzamykacia svorka, 2ks tyc rovná 6mm dlžky 50-150mm, piecna väzba: 2ks konektory predom zmontované a tyc priem. 3,5mm x d40-80mm,","SYT-CH","CH","set",{"v":0.1,"d":"10.00%"},{"v":4598,"d":"4,598.00"},{"v":4598,"d":"4,598.00"},{"v":0,"d":"0.00"},{"v":0,"d":"0.0000%"},"I","NCH, ORT, UCH",90219090]
[3478,"XD1.7","X00115","P74427,P70924","Vnútorný fixátor hrudnodriekový zadný pre miniinvazívne zavedenie Viper  - 2 segmenty","kanulovane skrutky, kanulovane skrutky s fenestraciou, kanulované uniplanárne skrutky, VCFFS skrutky rôznych priemerov a  dĺžok kombinované s tyčami roznych dĺžok použité v zostave 6 skrutiek + 6 vnútorných matiek + 2 tyče","DPI-US01","US","set",{"v":0.1,"d":"10.00%"},{"v":4598,"d":"4,598.00"},{"v":4598,"d":"4,598.00"},{"v":0,"d":"0.00"},{"v":0,"d":"0.0000%"},"I","NCH, ORT, UCH",90213100]
[3479,"XD1.7","X01222","P89922","Newport miniinvazívny perkutánny systém","6ks skrutka s nastaviteľnou polyaxialitou a rôznymi typmi redukčných skrutiek, 2 ks integrovaná tyč s uzamykateľnou čiapočkou s polyaxiálnym uzamykaním, priemer 5,5mm, rôzne dĺžky, alebo predohnutá tyč a zvlášť uzamykateľné čiapočky.","SSN","US","set",{"v":0.1,"d":"10.00%"},{"v":6443.25,"d":"6,443.25"},{"v":4598,"d":"4,598.00"},{"v":1845.25,"d":"1,845.25"},{"v":0.286385,"d":"28.6385%"},"S","NCH, ORT, UCH",90219090]
[3480,{"$nulls":3},"XD1.7.1 Vnútorné fixátory hrudnodiekové zadné - 4 facety",{"$nulls":10},{"v":5324,"d":"5,324.000000"},"set"]
[3481,"XD1.7.1","X01134","P71280","Facet Wedge","4ks facet wedge klietka a 8ks skrutky, 3 velkosti klietky: small, large, medium, a fixovaný skrutkami priemeru 3 -3,5mm, dlžky 12mm","SYT-CH","CH","set",{"v":0.1,"d":"10.00%"},{"v":5324,"d":"5,324.00"},{"v":5324,"d":"5,324.00"},{"v":0,"d":"0.00"},{"v":0,"d":"0.0000%"},"I","NCH, ORT, UCH",90219090]
[3482,{"$nulls":3},"XD1.8 Vnútorné fixátory hrudnodiekové zadné - 3 segmenty",{"$nulls":10},{"v":5445,"d":"5,445.000000"},"set"]
[3483,"XD1.8","X00583","P84488","Vnútorné fixátory hrudnodriekové zadné - 3 segment","Universal Clamp - univerzálna svorka 2ks","ZIM","FR","set",{"v":0.1,"d":"10.00%"},{"v":1031.15,"d":"1,031.15"},{"v":1031.15,"d":"1,031.15"},{"v":0,"d":"0.00"},{"v":0,"d":"0.0000%"},"I","NCH, ORT, UCH",90211010]
[3484,"XD1.8","X00133","P86889","Systém implantibilný chrbticový Zodiac","posterior. Transpedikulárny fixačný s inštrumentáriom","APP","US","set",{"v":0.1,"d":"10.00%"},{"v":3085.5,"d":"3,085.50"},{"v":3085.5,"d":"3,085.50"},{"v":0,"d":"0.00"},{"v":0,"d":"0.0000%"},"I","NCH, ORT, UCH",90211010]
[3485,"XD1.8","X00135","P32508","Vnútorné fixátory hrudnodriekové zadné Socon","3 segmenty, 8 ks skrutky priemer 5, 6, 7mm dĺžka 35-60mm,  8 ks upínacie prvky, 2 ks spájacie tyče priemer 6mm dĺžka 40-200mm, 2 ks priečny spojovník","AES","DE","set",{"v":0.1,"d":"10.00%"},{"v":3327.5,"d":"3,327.50"},{"v":3327.5,"d":"3,327.50"},{"v":0,"d":"0.00"},{"v":0,"d":"0.0000%"},"I","NCH, ORT, UCH",90219090]
[3486,"XD1.8","X01489","P75025,P75026,P75027","Vnútorné fixátory hrudnodriekové zadné EASYSPINE","3 segmenty, 8 ks skrutky priemer 5-7mm, dĺžka 30-55 mm, 2 ks tyče 6x35-500mm, 1 ks priečny konektor, 1 ks laterálny konektor","LDR","FR","set",{"v":0.1,"d":"10.00%"},{"v":3383.16,"d":"3,383.16"},{"v":3383.16,"d":"3,383.16"},{"v":0,"d":"0.00"},{"v":0,"d":"0.0000%"},"I","NCH, ORT, UCH",90219090]
[3487,"XD1.8","X00129","P81487","Systém chrbticový 3K, ortopedické implantáty","8x Fradis 3K transpedikulárna skrutka mono/polyaxiálna + 2x Fradis 3K tyč 6 mm + Priečna väzba (2x priečny hák Fradis 3K + 1x tyč pre priečny konektor)","FRD","FR","set",{"v":0.1,"d":"10.00%"},{"v":3983.01,"d":"3,983.01"},{"v":3983.01,"d":"3,983.01"},{"v":0,"d":"0.00"},{"v":0,"d":"0.0000%"},"I","NCH, ORT, UCH",90213100]
[3488,"XD1.8","X00130","P89243","POLARIS, vnútorný hrudnodriekový fixátor","Skrutky monoaxiálne, polyaxiálne, priemer 4,75-8,5 mm, dĺžky 25-55 mm, tyče priemer 5,5 mm, dĺžky 35-500 mm, plug-fixačná matka, mezityčové konektory","BIM","US","set",{"v":0.1,"d":"10.00%"},{"v":4114,"d":"4,114.00"},{"v":4114,"d":"4,114.00"},{"v":0,"d":"0.00"},{"v":0,"d":"0.0000%"},"I","NCH, ORT, UCH",90213100]
[3489,"XD1.8","X00136","P32514","Vnútorné fixátory hrudnodriekové zadné S4","3 segmenty, 8 ks skrutiek priemer 4,5-8 mm dĺžka 25-60 mm, 8 matíc, 2 ks tyče rovné priemer 5,5 mm dĺžka 35-500 mm alebo 2 ks tyče ohnuté priemer 5,5mm, dĺžka 30-1 0 mm, 2 ks priečny spojovník pevný alebo nastaviteľný.","AES","DE","set",{"v":0.1,"d":"10.00%"},{"v":4235,"d":"4,235.00"},{"v":4235,"d":"4,235.00"},{"v":0,"d":"0.00"},{"v":0,"d":"0.0000%"},"I","NCH, ORT, UCH",90219090]
[3490,"XD1.8","X01230","P89583","Coral Spinal Systém","8ks skrutka s nastaviteľnou anguláciou, 8ks uzamykacia čiapočka s integrovaným navádzaním, 2ks tyč, 1ks priečna vazba, skrutky angulácia 45°, priemer 4,5-8,5 mm, dĺžky 25-55 mm, tvarovaná tyč priemer 5,5 mm, priečny konektor.","TSP","US","set",{"v":0.1,"d":"10.00%"},{"v":4257.45,"d":"4,257.45"},{"v":4257.45,"d":"4,257.45"},{"v":0,"d":"0.00"},{"v":0,"d":"0.0000%"},"I","NCH, ORT, UCH",90219090]
[3491,"XD1.8","X00127","P70682","Implantáty spinál. Medtronic","CD Horizon Multiaxial","MDC","US","set",{"v":0.1,"d":"10.00%"},{"v":4780.33,"d":"4,780.33"},{"v":4780.33,"d":"4,780.33"},{"v":0,"d":"0.00"},{"v":0,"d":"0.0000%"},"I","NCH, ORT, UCH",90211010]
[3492,"XD1.8","X02261","P91534","Systém osteosyntetický hrudný/bedrový zadný ROMEO","3 segmenty s inštrumentáriom, rôzne druhy a veľkosti","SPJ","CH","set",{"v":0.1,"d":"10.00%"},{"v":4829.56,"d":"4,829.56"},{"v":4829.56,"d":"4,829.56"},{"v":0,"d":"0.00"},{"v":0,"d":"0.0000%"},"I","NCH, ORT, UCH",90211010]
[3493,"XD1.8","X05253","P2147A","Fixačný systém VENUS","8 skrutiek, 8 uzamykacích matíc a 2 tyče","HUH","DE","set",{"v":0.1,"d":"10.00%"},{"v":4849.99,"d":"4,849.99"},{"v":4849.99,"d":"4,849.99"},{"v":0,"d":"0.00"},{"v":0,"d":"0.0000%"},"I","NCH, ORT, UCH",90211010]
[3494,"XD1.8","X01415","P81404","Systém osteosyntetický chrbticový implantabilný Socore, s inštrumentáriom, rôzne druhy pre miniinvazívne zavedenie","8x Socore (Novaspine) transpedikulárna augmentačná kanylovaná skrutka-polyaxiálna/redukčná/   +  2x Socore tyč  priemer 4 - 6 mm  dlhá 100-600","NSP","FR","set",{"v":0.1,"d":"10.00%"},{"v":4972.06,"d":"4,972.06"},{"v":4972.06,"d":"4,972.06"},{"v":0,"d":"0.00"},{"v":0,"d":"0.0000%"},"I","NCH, ORT, UCH",90219090]
[3495,"XD1.8","X03840","P86891","Inštrumentárium ILLICO","8 skrutiek, miniinvazívny transpedikulárny systém","APP","US","set",{"v":0.1,"d":"10.00%"},{"v":5000,"d":"5,000.00"},{"v":5000,"d":"5,000.00"},{"v":0,"d":"0.00"},{"v":0,"d":"0.0000%"},"I","NCH, ORT, UCH",90211010]
[3496,"XD1.8","X04683","P98488","Systém stabilizačný CREO implantovateľný chrbticový","rôzne veľkosti","GLM","US","set",{"v":0.1,"d":"10.00%"},{"v":5074.74,"d":"5,074.74"},{"v":5074.74,"d":"5,074.74"},{"v":0,"d":"0.00"},{"v":0,"d":"0.0000%"},"I","NCH, ORT, UCH",90219090]
[3497,"XD1.8","X04762","P98341","Systém spinálny implantovateľný Ennovate","3 segmenty, 8 ks skrutiek priemer 4,5 - 10,5 mm dĺžka 25 - 110 mm, 8 matíc, 2 ks tyče rovné priemer 5,5 mm dĺžka 30 - 500 mm alebo 2 ks tyče ohnuté priemer 5,5 mm, dĺžka 30 - 150 mm, 2 ks priečny spojovník pevný alebo nastaviteľný","AES","DE","set",{"v":0.1,"d":"10.00%"},{"v":5074.99,"d":"5,074.99"},{"v":5074.99,"d":"5,074.99"},{"v":0,"d":"0.00"},{"v":0,"d":"0.0000%"},"I","NCH, ORT, UCH",90213100]
[3498,"XD1.8","X04916","P0120A","Systém spinálnych implantátov Z-Medical","8x skrutka transpedikulárna mono/poly/quattroaxial/quattroaxial trans, 8x uzamykacia matica, 2x titánová tyč","ZME","DE","set",{"v":0.1,"d":"10.00%"},{"v":5074.99,"d":"5,074.99"},{"v":5074.99,"d":"5,074.99"},{"v":0,"d":"0.00"},{"v":0,"d":"0.0000%"},"I","NCH, ORT, UCH",90219090]
[3499,"XD1.8","X04811","P99341","Systém spinálnych implantátov GSB RELINE","systém zadnej vnútornej fixácie hrudno-driekovej, s inštrumentáriom","NUI","US","set",{"v":0.1,"d":"10.00%"},{"v":5075.1,"d":"5,075.10"},{"v":5075.1,"d":"5,075.10"},{"v":0,"d":"0.00"},{"v":0,"d":"0.0000%"},"I","NCH, ORT, UCH",90211010]
[3500,"XD1.8","X05201","P1947A","Systém chrbticový torakolumbálny fixačný zadný PERLA TL","s inštrumentáriom; rôzne druhy a veľkosti","SPJ","CH","set",{"v":0.1,"d":"10.00%"},{"v":5075.8,"d":"5,075.80"},{"v":5075.8,"d":"5,075.80"},{"v":0,"d":"0.00"},{"v":0,"d":"0.0000%"},"I","NCH, ORT, UCH",90211010]
[3501,"XD1.8","X04573","P96883","Systém spinálny VERTICALE","8ks skrutky, rôzne druhy, priemer 4,5-10,2mm, dĺžka 25-100mm, 2ks tyče priemer 5,5mm,premostenie,nástavce","SYM","GE","set",{"v":0.1,"d":"10.00%"},{"v":5186.42,"d":"5,186.42"},{"v":5186.42,"d":"5,186.42"},{"v":0,"d":"0.00"},{"v":0,"d":"0.0000%"},"I","NCH, ORT, UCH",90213100]
[3502,"XD1.8","X00142","P71280","Click X System","8ks skruka, 8 uzamykacia čapica, 2ks tyc, 1 ks piecna väzba (tyc 3,5mm d 30-70mm a 2ks svroka), polyaxiálne skrutky angulácia /-45°, priemer 5,2-9mm, dlžky 30-65mm,  tyc predohnutá, rovná 6mm dlžky 35-250mm, uzamykacia capica -skrutka v matici","SYT-CH","CH","set",{"v":0.1,"d":"10.00%"},{"v":5203,"d":"5,203.00"},{"v":5203,"d":"5,203.00"},{"v":0,"d":"0.00"},{"v":0,"d":"0.0000%"},"I","NCH, ORT, UCH",90219090]
[3503,"XD1.8","X00265","P83721","Fixačný systém flamenco","skrutky monoaxiálne, polyaxiálne, rôznych priemerov a dĺžok kombinované s tyčami rôznych dĺžok s primerom 5.5mm, set pozostáva zo 8 skrutiek, 8 uzamykacích matíc a 2 tyčí","ULR","DE","set",{"v":0.1,"d":"10.00%"},{"v":5203,"d":"5,203.00"},{"v":5203,"d":"5,203.00"},{"v":0,"d":"0.00"},{"v":0,"d":"0.0000%"},"I","NCH, ORT, UCH",90211010]
[3504,"XD1.8","X00132","P70924,P84584,P66114,P66117,P66115,P66116,P66118","Vnútorný fixátor hrudnodriekový zadný  - Expedium - 3 segmenty","skrutky monoaxiálne, polyaxiálne, DI, DIFAR, ExTab, uniplanárne, osteoporetické rôznych priemerov a  dĺžok kombinované s tyčami roznych dĺžok použité v zostave 8 skrutiek + 8 vnútorných matiek + 2 tyče + doplnkové stabilizačné prvky podľa potreby","DPI-US01","US","set",{"v":0.1,"d":"10.00%"},{"v":5226.1,"d":"5,226.10"},{"v":5226.1,"d":"5,226.10"},{"v":0,"d":"0.00"},{"v":0,"d":"0.0000%"},"I","NCH, ORT, UCH",90213100]
[3505,"XD1.8","X02599","P92455","Vnútorné fixátory hrudnodiekové zadné PathFinder NXT","Polyaxiálna skrutka 8x, Tyč 2x, Uzamykacia hlavička 8x","ZIM","US","set",{"v":0.1,"d":"10.00%"},{"v":5236.83,"d":"5,236.83"},{"v":5236.83,"d":"5,236.83"},{"v":0,"d":"0.00"},{"v":0,"d":"0.0000%"},"I","NCH, ORT, UCH",9021109000]
[3506,"XD1.8","X03097","P83721","Fixačný systém uCentum","8 skrutiek, 8 uzamykacích matíc a 2 tyče","ULR","DE","set",{"v":0.1,"d":"10.00%"},{"v":5312,"d":"5,312.00"},{"v":5312,"d":"5,312.00"},{"v":0,"d":"0.00"},{"v":0,"d":"0.0000%"},"I","NCH, ORT, UCH",90211010]
[3507,"XD1.8","X03866","P94681","Systém spinálny EVEREST","8ks skrutky polyaxiálne priemer 5,5-8,5mm, dĺžka 25-55mm, 8ks uzamykacia matica, 2ks tyče priemer 5,5 a 6mm","K2M","US","set",{"v":0.1,"d":"10.00%"},{"v":5336.64,"d":"5,336.64"},{"v":5336.64,"d":"5,336.64"},{"v":0,"d":"0.00"},{"v":0,"d":"0.0000%"},"I","NCH, ORT, UCH",90219090]
[3508,"XD1.8","X03862","P94680","Systém spinálny MESA","8ks skrutky samozamykacie, rôzne druhy, priemer 5,5-9,5mm, dĺžka 25-110mm, 2ks tyče priemer 5,5mm, 2ks spojovací mostík","K2M","US","set",{"v":0.1,"d":"10.00%"},{"v":5336.64,"d":"5,336.64"},{"v":5336.64,"d":"5,336.64"},{"v":0,"d":"0.00"},{"v":0,"d":"0.0000%"},"I","NCH, ORT, UCH",90219090]
[3509,"XD1.8","X04688","P98734","Systém chrbticový fraktúrny FJR","chrbticové skrutky, svorky, konektory a tyče","BFT","CN","set",{"v":0.1,"d":"10.00%"},{"v":5390.01,"d":"5,390.01"},{"v":5390.01,"d":"5,390.01"},{"v":0,"d":"0.00"},{"v":0,"d":"0.0000%"},"I","NCH, ORT, UCH",90212900]
[3510,"XD1.8","X04392","P95763","Spinal System G2S polyaxial cannulated K-wire","8ks skrutka s nastavitelnou angulaciou, 8ks uzamykacia čiapočka s integrovaným navedením, 2ks tyč, skrutky polyaxiálne, kanylované, miniinvazívne, angulacia 40° (20°na každú stranu, vľavo i vpravo), priemer 4,5-8,5mm, dlžky 10-50mm, tvarovaná tyč priemer 5-5,5 mm","NEP","FR","set",{"v":0.1,"d":"10.00%"},{"v":5428.06,"d":"5,428.06"},{"v":5428.06,"d":"5,428.06"},{"v":0,"d":"0.00"},{"v":0,"d":"0.0000%"},"I","NCH, ORT, UCH",90219090]
[3511,"XD1.8","X03116","P89582","Spinal System Coral U polyaxial cannulated K-wire","8ks skrutka s nastaviťelnou angulaciou,8ks uzamykacia čapica s integrovaným navaďeniem,2ks tyč, skrutky polyaxiálne, kanylované, miniinvazívne, angulacia 45°,priemer 4,5-8,5mm, dlžky 70-130mm,tvarovaná tyč priemer 5,5mm","TSP","US","set",{"v":0.1,"d":"10.00%"},{"v":5438.95,"d":"5,438.95"},{"v":5438.95,"d":"5,438.95"},{"v":0,"d":"0.00"},{"v":0,"d":"0.0000%"},"I","NCH, ORT, UCH",90219090]
[3512,"XD1.8","X01344","P89468","Vnútorné fixátory hrudnodriekové zadné S4 Element","3 segmenty, 8 ks skrutiek priemer 4,5-10 mm dĺžka 25-110 mm, 8 matíc, 2 ks tyče rovné priemer 5,5 mm dĺžka 35-500 mm alebo 2 ks tyče ohnuté priemer 5,5mm, dĺžka 30-1 0 mm, 3 ks priečny spojovník pevný alebo nastaviteľný.","AES","DE","set",{"v":0.1,"d":"10.00%"},{"v":5439.99,"d":"5,439.99"},{"v":5439.99,"d":"5,439.99"},{"v":0,"d":"0.00"},{"v":0,"d":"0.0000%"},"I","NCH, ORT, UCH",90219090]
[3513,"XD1.8","X00563","P89028","Implantát spinálny Globus s príslušenstvom","bedrový systém REVERE","GLM","US","set",{"v":0.1,"d":"10.00%"},{"v":5443.79,"d":"5,443.79"},{"v":5443.79,"d":"5,443.79"},{"v":0,"d":"0.00"},{"v":0,"d":"0.0000%"},"I","NCH, ORT, UCH",90211010]
[3514,"XD1.8","X01430","P88106","Systém spinálny CD Horizon SOLERA","CD Horizon Solera 3 segmenty","MDC","US","set",{"v":0.1,"d":"10.00%"},{"v":5443.79,"d":"5,443.79"},{"v":5443.79,"d":"5,443.79"},{"v":0,"d":"0.00"},{"v":0,"d":"0.0000%"},"I","NCH, ORT, UCH",90211010]
[3515,"XD1.8","X00139","P71280","Matrix 5,5","8ks skruka, 8ks uzamykacia matica, 2ks tyc, 1 ks piecna väzba 17-90mm, polyaxiálne skrutky 4 typy: predom zmontované, naklikávacie + hlava krátka, predlžená, priemer 4-9mm, dlžky 20-100mm,  tyc predohnutá, rovná 5,5 mm dlžky 30-500mm, uzamykacia matica","SYT-CH","CH","set",{"v":0.1,"d":"10.00%"},{"v":5445,"d":"5,445.00"},{"v":5445,"d":"5,445.00"},{"v":0,"d":"0.00"},{"v":0,"d":"0.0000%"},"I","NCH, ORT, UCH",90219090]
[3516,"XD1.8","X00140","P71280","Matrix 5,5 MIS (minimal invasive system)","8ks skrutka, 8ks uzamyk matica, 2ks tyc, polyaxiálne skrutky kanylované, perfor. 4 typy: predom zmontované, klikacia hlava krátka, predlžená, priem 4-9mm, d 20-100mm,  tyc predohnutá, rovná 5,5 mm dlžky 30-350mm,","SYT-CH","CH","set",{"v":0.1,"d":"10.00%"},{"v":5445,"d":"5,445.00"},{"v":5445,"d":"5,445.00"},{"v":0,"d":"0.00"},{"v":0,"d":"0.0000%"},"I","NCH, ORT, UCH",90219090]
[3517,"XD1.8","X04045","P95954","Systém spinálny SLICK´S","pre zadnú fúziu hrudnej, driekovej a krížovej chrbtice","BIN","FR","ks",{"v":0.1,"d":"10.00%"},{"v":5445,"d":"5,445.00"},{"v":5445,"d":"5,445.00"},{"v":0,"d":"0.00"},{"v":0,"d":"0.0000%"},"I","NCH, ORT, UCH",90219090]
[3518,"XD1.8","X00137","P71280","Universal reduction screws","8ks skruka, 8ks uzamykacia capica, 2ks tyc, 1 ks piecna väzba, polyaxiálne skrutky angulácia /-45°, priemer 4-9mm, dlžky 20-100mm,  tyc predohnutá, rovná 6mm dlžky 35-500mm, uzamykacia čapica -skrutka v matici","SYT-CH","CH","set",{"v":0.1,"d":"10.00%"},{"v":5445,"d":"5,445.00"},{"v":5445,"d":"5,445.00"},{"v":0,"d":"0.00"},{"v":0,"d":"0.0000%"},"I","NCH, ORT, UCH",90219090]
[3519,"XD1.8","X00141","P71280","Universal spine system (USS) for fractures","8ks šancova skruka, priemer 5-7mm, dlžky závitu 35-55mm, 8ks uzamykacia svorka, 2ks tyc rovná 6mm dlžky 50-150mm, piecna väzba: 2ks konektory predom zmontované a tyc priem. 3,5mm x d40-80mm,","SYT-CH","CH","set",{"v":0.1,"d":"10.00%"},{"v":5445,"d":"5,445.00"},{"v":5445,"d":"5,445.00"},{"v":0,"d":"0.00"},{"v":0,"d":"0.0000%"},"I","NCH, ORT, UCH",90219090]
[3520,"XD1.8","X00138","P71280","Universal spine system USS System","8ks skruka, priemer 4,2-7mm, dlžky 35-55mm, 8ks uzamykacia matica, 8ks uzamykacie púzdro, 2ks tyc rovná 6mm dlžky 50-500mm, piecna väzba: 2ks konektory predom zmontované a tyc priem. 3,5mm x d40-80mm,","SYT-CH","CH","set",{"v":0.1,"d":"10.00%"},{"v":5445,"d":"5,445.00"},{"v":5445,"d":"5,445.00"},{"v":0,"d":"0.00"},{"v":0,"d":"0.0000%"},"I","NCH, ORT, UCH",90219090]
[3521,"XD1.8","X00131","P74427,P70924","Vnútorný fixátor hrudnodriekový zadný pre miniinvazívne zavedenie Viper  - 3 segmenty","kanulovane skrutky, kanulovane skrutky s fenestraciou, VCFFS skrutky rôznych priemerov a  dĺžok kombinované s tyčami roznych dĺžok použité v zostave 8 skrutkiek + 8 vnútorných matiek + 2 tyče","DPI-US01","US","set",{"v":0.1,"d":"10.00%"},{"v":5445,"d":"5,445.00"},{"v":5445,"d":"5,445.00"},{"v":0,"d":"0.00"},{"v":0,"d":"0.0000%"},"I","NCH, ORT, UCH",90213100]
[3522,"XD1.8","X00585","P84489","Vnútorné fixátory hrudnodriekové zadné - 3 segment","Sequoia Polyaxiálna skrutka 8ks, Sequoia zahnutá/rovná tyč 2ks, Sequoia uzamykacia matica 8ks, Sequoia Transverzný konektor 1ks","ZIM","US","set",{"v":0.1,"d":"10.00%"},{"v":5540,"d":"5,540.00"},{"v":5445,"d":"5,445.00"},{"v":95,"d":"95.00"},{"v":0.017148,"d":"1.7148%"},"S","NCH, ORT, UCH",90211010]
[3523,"XD1.8","X00584","P85433","Vnútorné fixátory hrudnodriekové zadné - 3 segment","Java Instinct Poly/Monoaxiálna skrutka 8ks, Java Instinct zahnutá/rovná tyč 2ks, Java Instinct uzamykacia matica 8ks, Java Instinct Transverzný konektor 1ks","ZIM","FR","set",{"v":0.1,"d":"10.00%"},{"v":5540,"d":"5,540.00"},{"v":5445,"d":"5,445.00"},{"v":95,"d":"95.00"},{"v":0.017148,"d":"1.7148%"},"S","NCH, ORT, UCH",90211010]
[3524,"XD1.8","X01221","P89922","Newport miniinvazívny perkutánny systém","8ks skrutka s nastaviteľnou polyaxialitou a rôznymi typmi redukčných skrutiek, 2 ks integrovaná tyč s uzamykatelnou čiapočkou s polyaxiálnym uzamykaním, priemer 5,5 mm, rôzne dĺžky, alebo predohnutá tyč a zvlášť uzamykateľné čiapočky.","SSN","US","set",{"v":0.1,"d":"10.00%"},{"v":8483.31,"d":"8,483.31"},{"v":5445,"d":"5,445.00"},{"v":3038.31,"d":"3,038.31"},{"v":0.358151,"d":"35.8151%"},"S","NCH, ORT, UCH",90219090]
[3525,{"$nulls":3},"XD1.9 Vnútorné fixátory hrudnodriekové zadné - polysegmentálne",{"$nulls":10},{"v":14873.32,"d":"14,873.320000"},"set/24 ks transpedikulárnych skrutiek"]
[3526,"XD1.9","X00144","P87426","Systém fixačný platničkový MSD Centerpiece",null,"MDC","US","set",{"v":0.1,"d":"10.00%"},{"v":1246.95,"d":"1,246.95"},{"v":1246.95,"d":"1,246.95"},{"v":0,"d":"0.00"},{"v":0,"d":"0.0000%"},"I","NCH, ORT, UCH",90211010]
[3527,"XD1.9","X00579","P84488","Vnútorné fixátory hrudnodriekové zadné - polysegmentálne","Universal Clamp - univerzálna svorka 12ks","ZIM","FR","set",{"v":0.1,"d":"10.00%"},{"v":6191.87,"d":"6,191.87"},{"v":6191.87,"d":"6,191.87"},{"v":0,"d":"0.00"},{"v":0,"d":"0.0000%"},"I","NCH, ORT, UCH",90211010]
[3528,"XD1.9","X00154","P71280","Matrix 5,5","24ks skruka, 24ks uzamykacia matica, 2ks tyč, 1 ks piečna väzba 17-90mm, polyaxiálne skrutky 4 typy: predom zmontované, naklikávacie + hlava krátka,","SYT-CH","CH","set",{"v":0.1,"d":"10.00%"},{"v":10036.2,"d":"10,036.20"},{"v":10036.2,"d":"10,036.20"},{"v":0,"d":"0.00"},{"v":0,"d":"0.0000%"},"I","NCH, ORT, UCH",90219090]
[3529,"XD1.9","X00157","P76983","Implantáty spinál. Medtronic CD Horizon","Longitude (24 skrutiek), miniinvazívny prístup","MDC","US","set",{"v":0.1,"d":"10.00%"},{"v":10587.89,"d":"10,587.89"},{"v":10587.89,"d":"10,587.89"},{"v":0,"d":"0.00"},{"v":0,"d":"0.0000%"},"I","NCH, ORT, UCH",90211010]
[3530,"XD1.9","X01490","P75025,P75026,P75027","Vnútorné fixátory hrudnodriekové zadné EASYSPINE","polysegment, 24 ks skrutky priemer 5-7mm, dĺžka 30-55 mm, 2 ks tyče 6x35-500mm, 1 ks priečny konektor, 1 ks laterálny konektor","LDR","FR","set",{"v":0.1,"d":"10.00%"},{"v":10775.05,"d":"10,775.05"},{"v":10775.05,"d":"10,775.05"},{"v":0,"d":"0.00"},{"v":0,"d":"0.0000%"},"I","NCH, ORT, UCH",90219090]
[3531,"XD1.9","X05214","P1947A","Systém chrbticový torakolumbálny fixačný zadný PERLA TL","s inštrumentáriom; rôzne druhy a veľkosti","SPJ","CH","set",{"v":0.1,"d":"10.00%"},{"v":10998.9,"d":"10,998.90"},{"v":10998.9,"d":"10,998.90"},{"v":0,"d":"0.00"},{"v":0,"d":"0.0000%"},"I","NCH, ORT, UCH",90219090]
[3532,"XD1.9","X00147","P89243","POLARIS, vnútorný hrudnodriekový fixátor","Skrutky monoaxiálne, polyaxiálne, priemer 4,75-8,5 mm, dĺžky 25-55 mm, tyče priemer 5,5 mm, dĺžky 35-500 mm, plug-fixačná matka, mezityčové konektory","BIM","US","set",{"v":0.1,"d":"10.00%"},{"v":11000.11,"d":"11,000.11"},{"v":11000.11,"d":"11,000.11"},{"v":0,"d":"0.00"},{"v":0,"d":"0.0000%"},"I","NCH, ORT, UCH",90213100]
[3533,"XD1.9","X00143","P70682","Implantáty spinál. Medtronic","CD Horizon (24 skrutiek)","MDC","US","set",{"v":0.1,"d":"10.00%"},{"v":11384.84,"d":"11,384.84"},{"v":11384.84,"d":"11,384.84"},{"v":0,"d":"0.00"},{"v":0,"d":"0.0000%"},"I","NCH, ORT, UCH",90211010]
[3534,"XD1.9","X00150","P32505","Vnútorné fixátory hrudnodriekové zadné SSE","polysegmentálne, 24ks skrutky priemer 4,2 - 7mm, dĺžka 30-50mm, 2 ks tyče 40-500mm, 2 ks priečny spojovací prvok 50-80mm, 24ks matice","AES","DE","set",{"v":0.1,"d":"10.00%"},{"v":12112.1,"d":"12,112.10"},{"v":12112.1,"d":"12,112.10"},{"v":0,"d":"0.00"},{"v":0,"d":"0.0000%"},"I","NCH, ORT, UCH",90219090]
[3535,"XD1.9","X00553","P81487","Systém chrbticový 3K, ortopedické implantáty","24x Fradis 3K transpedikulárna skrutka mono/polyaxiálna/hák laminárny/hák pedikulárny + 2x Fradis 3K tyč 6 mm + 2x Priečna väzba (4x priečny hák Fradis 3K + 2x tyč pre priečny konektor)","FRD","FR","set",{"v":0.1,"d":"10.00%"},{"v":12140.96,"d":"12,140.96"},{"v":12140.96,"d":"12,140.96"},{"v":0,"d":"0.00"},{"v":0,"d":"0.0000%"},"I","NCH, ORT, UCH",90213100]
[3536,"XD1.9","X00151","P32514","Vnútorné fixátory hrudnodriekové zadné S4","polysegmentálne, 24ks skrutky priemer 4,5-8mm dĺžka 25-60mm, 24 ks matíc, 2ks tyče rovné priemer 5,5mm dĺžka 35-500mm alebo 2ks tyče ohnuté priemer 5,5mm, dĺžka 30-120mm, 2ks priečny spojovník pevný alebo nastaviteľný.","AES","DE","set",{"v":0.1,"d":"10.00%"},{"v":12160.5,"d":"12,160.50"},{"v":12160.5,"d":"12,160.50"},{"v":0,"d":"0.00"},{"v":0,"d":"0.0000%"},"I","NCH, ORT, UCH",90219090]
[3537,"XD1.9","X00149","P86889","Systém implantibilný chrbticový Zodiac","posterior. Transpedikulárny fixačný s inštrumentáriom pre 12 segmentov (24 skrutiek, 24 matiek, 2 crosslinky a 2 tyče) podľa anatomických potrieb pacienta.","APP","US","set",{"v":0.1,"d":"10.00%"},{"v":12644.5,"d":"12,644.50"},{"v":12644.5,"d":"12,644.50"},{"v":0,"d":"0.00"},{"v":0,"d":"0.0000%"},"I","NCH, ORT, UCH",90211010]
[3538,"XD1.9","X00153","P71280","Universal spine system USS System","24ks skruka, priemer 4,2-7mm, dĺžky 35-55mm, 24ks uzamykacia matica, 24ks uzamykacie púzdro, 2ks tyč rovná 6mm dĺžky 50-500mm, piečna väzba: 2ks konektory predom zmontované a tyč priem. 3,5mm x d40-80mm,","SYT-CH","CH","set",{"v":0.1,"d":"10.00%"},{"v":12789.7,"d":"12,789.70"},{"v":12789.7,"d":"12,789.70"},{"v":0,"d":"0.00"},{"v":0,"d":"0.0000%"},"I","NCH, ORT, UCH",90219090]
[3539,"XD1.9","X00556","P89029","Systém stabilizačný REVOLVE s príslušenstvom","Bedrový systém REVOLVE, 24 polyaxiálnych skrutiek, 24 uzamykateľných skrutiek, 2 tyče","GLM","US","set",{"v":0.1,"d":"10.00%"},{"v":13241.03,"d":"13,241.03"},{"v":13241.03,"d":"13,241.03"},{"v":0,"d":"0.00"},{"v":0,"d":"0.0000%"},"I","NCH, ORT, UCH",90211010]
[3540,"XD1.9","X02262","P91534","Systém osteosyntetický hrudný/bedrový zadný ROMEO","24ks transpedikulárnych skrutiek s inštrumentáriom, rôzne druhy a veľkosti","SPJ","CH","set",{"v":0.1,"d":"10.00%"},{"v":13253.01,"d":"13,253.01"},{"v":13253.01,"d":"13,253.01"},{"v":0,"d":"0.00"},{"v":0,"d":"0.0000%"},"I","NCH, ORT, UCH",90211010]
[3541,"XD1.9","X04812","P99341","Systém spinálnych implantátov GSB RELINE","systém zadnej vnútornej fixácie hrudno-driekovej, s inštrumentáriom","NUI","US","set",{"v":0.1,"d":"10.00%"},{"v":13587.45,"d":"13,587.45"},{"v":13587.45,"d":"13,587.45"},{"v":0,"d":"0.00"},{"v":0,"d":"0.0000%"},"I","NCH, ORT, UCH",90211010]
[3542,"XD1.9","X04574","P96883","Systém spinálny VERTICALE","24ks skrutky, rôzne druhy, priemer 4,5-10,2mm, dĺžka 25-100mm, 2ks tyče priemer 5,5mm,spojovací mostíky, nástavce","SYM","GE","set",{"v":0.1,"d":"10.00%"},{"v":13867.36,"d":"13,867.36"},{"v":13867.36,"d":"13,867.36"},{"v":0,"d":"0.00"},{"v":0,"d":"0.0000%"},"I","NCH, ORT, UCH",90213100]
[3543,"XD1.9","X04684","P98488","Systém stabilizačný CREO implantovateľný chrbticový","rôzne veľkosti","GLM","US","set",{"v":0.1,"d":"10.00%"},{"v":14000,"d":"14,000.00"},{"v":14000,"d":"14,000.00"},{"v":0,"d":"0.00"},{"v":0,"d":"0.0000%"},"I","NCH, ORT, UCH",90219090]
[3544,"XD1.9","X04732","P98341","Systém spinálny implantovateľný Ennovate","polysegmentálne, 24 ks skrutky priemer 4,5 - 10,5 mm dĺžka 25 - 110 mm, 24 ks matíc, 2 ks tyče rovné priemer 5,5 mm dĺžka 30 - 500 mm alebo 2 ks tyče ohnuté priemer 5,5 mm, dĺžka 30 - 150 mm, 3 ks priečny spojovník pevný alebo nastaviteľný","AES","DE","set",{"v":0.1,"d":"10.00%"},{"v":14206.01,"d":"14,206.01"},{"v":14206.01,"d":"14,206.01"},{"v":0,"d":"0.00"},{"v":0,"d":"0.0000%"},"I","NCH, ORT, UCH",90213100]
[3545,"XD1.9","X05252","P2147A","Fixačný systém VENUS","24 skrutiek, 24 uzamykacích matíc, 2 tyče a 2 priečne konaktory","HUH","DE","set",{"v":0.1,"d":"10.00%"},{"v":14480,"d":"14,480.00"},{"v":14480,"d":"14,480.00"},{"v":0,"d":"0.00"},{"v":0,"d":"0.0000%"},"I","NCH, ORT, UCH",90211010]
[3546,"XD1.9","X03867","P94681","Systém spinálny EVEREST","24ks skrutky polyaxiálne priemer 5,5-8,5mm, dĺžka 25-55mm, 24ks uzamykacia matica, 2ks tyče priemer 5,5 a 6mm","K2M","US","set",{"v":0.1,"d":"10.00%"},{"v":14577.34,"d":"14,577.34"},{"v":14577.34,"d":"14,577.34"},{"v":0,"d":"0.00"},{"v":0,"d":"0.0000%"},"I","NCH, ORT, UCH",90219090]
[3547,"XD1.9","X03863","P94680","Systém spinálny MESA","24ks skrutky samozamykacie, rôzne druhy, priemer 5,5-9,5mm, dĺžka 25-110mm, 2ks tyče priemer 5,5mm, 6ks spojovací mostík","K2M","US","set",{"v":0.1,"d":"10.00%"},{"v":14577.34,"d":"14,577.34"},{"v":14577.34,"d":"14,577.34"},{"v":0,"d":"0.00"},{"v":0,"d":"0.0000%"},"I","NCH, ORT, UCH",90219090]
[3548,"XD1.9","X04748","P99303","Systém spinálny EXPEDIUM VERSE",null,"MDO","CH","set",{"v":0.1,"d":"10.00%"},{"v":14868,"d":"14,868.00"},{"v":14868,"d":"14,868.00"},{"v":0,"d":"0.00"},{"v":0,"d":"0.0000%"},"I","NCH, ORT, UCH",90213100]
[3549,"XD1.9","X04774","P64752","Systém spinálny VIPER","rôzné typy","MDO","CH","ks",{"v":0.1,"d":"10.00%"},{"v":14868,"d":"14,868.00"},{"v":14868,"d":"14,868.00"},{"v":0,"d":"0.00"},{"v":0,"d":"0.0000%"},"I","NCH, ORT, UCH",90211010]
[3550,"XD1.9","X05270","P89922","Newport miniinvazívny perkutánny systém","polysegment, 24ks skrutka s nastaviteľnou polyaxialitou a rôznymi typmi redukčných skrutiek, 24ks uzamykacia matica, 2ks tyč priemer 5,5 mm, rôzne dĺžky, alebo 2ks predohnutá tyč a zvlášť uzamykateľné čiapočky, 2ks kroskonektor","SSN","US","set",{"v":0.1,"d":"10.00%"},{"v":14870,"d":"14,870.00"},{"v":14870,"d":"14,870.00"},{"v":0,"d":"0.00"},{"v":0,"d":"0.0000%"},"I","NCH, ORT, UCH",90219090]
[3551,"XD1.9","X05271","P89583","Spinal System Coral U polyaxial cannulated K-wire","polysegment, 24ks skrutka s nastaviteľnou anguláciou, polyaxiálna, kanylovaná, miniinvazívna, angulácia 45°, priemer 4,5-8,5mm, dĺžky 70-130mm, 24ks uzamykacia čapica s integrovaným navádzaním, 2ks tyč alebo  tvarovaná tyč priemer 5,5mm, 2ks kroskonektor","SSN","US","set",{"v":0.1,"d":"10.00%"},{"v":14870,"d":"14,870.00"},{"v":14870,"d":"14,870.00"},{"v":0,"d":"0.00"},{"v":0,"d":"0.0000%"},"I","NCH, ORT, UCH",90219090]
[3552,"XD1.9","X04144","P94161","Systém vnútorných hrudnodriekových fixátorov MediRod","24 ks polyaxiálna skrutka, 2 ks tyč","MEDICON","DE","set",{"v":0.1,"d":"10.00%"},{"v":14870,"d":"14,870.00"},{"v":14870,"d":"14,870.00"},{"v":0,"d":"0.00"},{"v":0,"d":"0.0000%"},"I","NCH, ORT, UCH",90213990]
[3553,"XD1.9","X01345","P89468","Vnútorné fixátory hrudnodriekové zadné S4 Element","polysegmentálne, 24ks skrutky priemer 4,5-10mm dĺžka 25-110mm, 24 ks matíc, 2ks tyče rovné priemer 5,5mm dĺžka 35-500mm alebo 2ks tyče ohnuté priemer 5,5mm, dĺžka 30-120mm, 6ks priečny spojovník pevný alebo nastaviteľný.","AES","DE","set",{"v":0.1,"d":"10.00%"},{"v":14870,"d":"14,870.00"},{"v":14870,"d":"14,870.00"},{"v":0,"d":"0.00"},{"v":0,"d":"0.0000%"},"I","NCH, ORT, UCH",90219090]
[3554,"XD1.9","X00554","P89028","Implantát spinálny Globus s príslušenstvom","Bedrový systém REVERE, 24 polyaxiálnych skrutiek, 24 uzamykateľných skrutiek, 2 tyče, 4 priečne konektory","GLM","US","set",{"v":0.1,"d":"10.00%"},{"v":14872.11,"d":"14,872.11"},{"v":14872.11,"d":"14,872.11"},{"v":0,"d":"0.00"},{"v":0,"d":"0.0000%"},"I","NCH, ORT, UCH",90211010]
[3555,"XD1.9","X01431","P88106","Systém spinálny CD Horizon SOLERA","CD Horizon Solera viac ako 3 segmenty","MDC","US","set",{"v":0.1,"d":"10.00%"},{"v":14872.11,"d":"14,872.11"},{"v":14872.11,"d":"14,872.11"},{"v":0,"d":"0.00"},{"v":0,"d":"0.0000%"},"I","NCH, ORT, UCH",90211010]
[3556,"XD1.9","X04046","P95954","Systém spinálny SLICK´S","pre zadnú fúziu hrudnej, driekovej a krížovej chrbtice","BIN","FR","ks",{"v":0.1,"d":"10.00%"},{"v":14872.99,"d":"14,872.99"},{"v":14872.99,"d":"14,872.99"},{"v":0,"d":"0.00"},{"v":0,"d":"0.0000%"},"I","NCH, ORT, UCH",90219090]
[3557,"XD1.9","X00266","P83721","Fixačný systém flamenco","skrutky monoaxiálne, polyaxiálne, rôznych priemerov a dĺžok kombinované s tyčami rôznych dĺžok s primerom 5.5mm, set pozostáva z 24 skrutiek, 24 uzamykacích matíc a 2 tyčí","ULR","DE","set",{"v":0.1,"d":"10.00%"},{"v":14873.32,"d":"14,873.32"},{"v":14873.32,"d":"14,873.32"},{"v":0,"d":"0.00"},{"v":0,"d":"0.0000%"},"I","NCH, ORT, UCH",90211010]
[3558,"XD1.9","X03099","P83721","Fixačný systém uCentum","24 skrutiek, 24 uzamykacích matíc a 2 tyče","ULR","DE","set",{"v":0.1,"d":"10.00%"},{"v":14873.32,"d":"14,873.32"},{"v":14873.32,"d":"14,873.32"},{"v":0,"d":"0.00"},{"v":0,"d":"0.0000%"},"I","NCH, ORT, UCH",90211010]
[3559,"XD1.9","X00152","P71280","Universal reduction screws","24ks skrutka, 24ks uzamykacia čapica, 2ks tyč, 1 ks piečna väzba, polyaxiálne skrutky angulácia /-45°, priemer 4-9mm, dĺžky 20-100mm,  tyč predohnutá, rovná 6mm dĺžky 35-500mm, uzamykacia čapica -skrutka v matici","SYT-CH","CH","set",{"v":0.1,"d":"10.00%"},{"v":14873.32,"d":"14,873.32"},{"v":14873.32,"d":"14,873.32"},{"v":0,"d":"0.00"},{"v":0,"d":"0.0000%"},"I","NCH, ORT, UCH",90219090]
[3560,"XD1.9","X00148","P70924,P84584","Vnútorný fixátor hrudnodriekový zadný Expedium - polysegmentálny","skrutky monoaxiálne, polyaxiálne, DI, DIFAR, ExTab, uniplanárne, osteoporetické rôznych priemerov a  dĺžok kombinované s tyčami roznych dĺžok použité v zostave 24  skrutiek + 24 vnútorných matiek + 2 tyče + doplnkové stabilizačné prvky podľa potreby (priečna väzba)","DPI-US01","US","set",{"v":0.1,"d":"10.00%"},{"v":14873.32,"d":"14,873.32"},{"v":14873.32,"d":"14,873.32"},{"v":0,"d":"0.00"},{"v":0,"d":"0.0000%"},"I","NCH, ORT, UCH",90213100]
[3561,"XD1.9","X01170","P74427,P70924","Vnútorný fixátor hrudnodriekový zadný pre miniinvazívne zavedenie Viper  - polysegmentálny","kanulovane skrutky, kanulovane skrutky s fenestraciou, VCFFS skrutky rôznych priemerov a  dĺžok kombinované s tyčami roznych dĺžok použité v zostave 24 skrutiek + 24 vnútorných matiek + 2 tyče +priečne a predlžovacie konektory podľa potreby","DPI-US01","US","set",{"v":0.1,"d":"10.00%"},{"v":14873.32,"d":"14,873.32"},{"v":14873.32,"d":"14,873.32"},{"v":0,"d":"0.00"},{"v":0,"d":"0.0000%"},"I","NCH, ORT, UCH",90211010]
[3562,"XD1.9","X00581","P84489","Vnútorné fixátory hrudnodriekové zadné - polysegmentálne","Sequoia Polyaxiálna skrutka 24ks, Sequoia zahnutá/rovná tyč 2ks, Sequoia uzamykacia matica 24ks, Sequoia Transverzný konektor 3ks","ZIM","US","set",{"v":0.1,"d":"10.00%"},{"v":15870,"d":"15,870.00"},{"v":14873.32,"d":"14,873.32"},996.68,{"v":0.062803,"d":"6.2803%"},"S","NCH, ORT, UCH",90211010]
[3563,"XD1.9","X00580","P85433","Vnútorné fixátory hrudnodriekové zadné - polysegmentálne","Java Instinct Poly/Monoaxiálna skrutka 24ks, Java Instinct zahnutá/rovná tyč 4ks, Java Instinct uzamykacia matica 24ks, Java Instinct Transverzný konektor 3ks","ZIM","FR","set",{"v":0.1,"d":"10.00%"},{"v":15870,"d":"15,870.00"},{"v":14873.32,"d":"14,873.32"},996.68,{"v":0.062803,"d":"6.2803%"},"S","NCH, ORT, UCH",90211010]
[3564,{"$nulls":3},"XD1.9.1 Vnútorné fixátory hrudnodriekové zadné - polysegmentálne rast sledujúce",{"$nulls":10},{"v":12140.96,"d":"12,140.960000"},"set/12 stavcov"]
[3565,"XD1.9.1","X00533","P81404","Systém osteosyntetický chrbicový implantabilný Socore, s inštrumentáriom, rôzne druhy","24x Socore (Novaspine) transpedikulárna skrutka mono/polyaxiálna/redukčná/kanylovaná/hák laminárny/hák pedikulárny/hák polyaxiálny + 2x Socore tyč 5,5 mm + 2x Priečna väzba (4x priečny hák Socore + 2x tyč pre priečny konektor)","NSP","FR","set",{"v":0.1,"d":"10.00%"},{"v":12140.96,"d":"12,140.96"},{"v":12140.96,"d":"12,140.96"},{"v":0,"d":"0.00"},{"v":0,"d":"0.0000%"},"I","NCH, ORT, UCH",90213100]
[3566,"XD1.9.1","X01657","P90535","Systém riadeného rastu Shilla","chrbtice detí pre montáž 12 stavcov","MDC-US02","US","set",{"v":0.1,"d":"10.00%"},{"v":12140.96,"d":"12,140.96"},{"v":12140.96,"d":"12,140.96"},{"v":0,"d":"0.00"},{"v":0,"d":"0.0000%"},"I","NCH, ORT, UCH",90211010]
[3567,{"$nulls":3},"XD1.9.2 Vnútorné fixátory hrudnodriekové zadné - polysegmentálne pediatrické cluster",{"$nulls":10},{"v":19082.7,"d":"19,082.700000"},"set/18 transpedikulárnych skrutiek"]
[3568,"XD1.9.2","X04897","P99988","Fixátor spinálny Polaris 4.75","vnútorný hrudnodriekový; rôzne rozmery","ZIM","US","set",{"v":0.1,"d":"10.00%"},{"v":14008.22,"d":"14,008.22"},{"v":14008.22,"d":"14,008.22"},{"v":0,"d":"0.00"},{"v":0,"d":"0.0000%"},"I","ORT",90213100]
[3569,"XD1.9.2","X04138","P81404","Systém osteosyntetický chrbticový implantabilný Socore, s inštrumentáriom, rôzne druhy","24x Socore (NovaSpine) transpedikulárna skrutka s nastaviteľnou anguláciou + 24x uzamykacia matica pre uzamknutie polyaxiality + 24x druhá uzamykacia matica pre uzamknutie tyče, mono/polyaxiálna/redukčná/kanylovaná/hák/ laminárny/hák polyaxiálny + 2x Socore tyč 5,5 mm rovná, tvarovaná, materiál titán alebo CoCr, + 2x Priečna väzba (4x priečny hák Socore + 2x tyč pre priečny konektor)","NSP","FR","ks",{"v":0.1,"d":"10.00%"},{"v":18730.8,"d":"18,730.80"},{"v":18730.8,"d":"18,730.80"},{"v":0,"d":"0.00"},{"v":0,"d":"0.0000%"},"I","ORT",90211090]
[3570,"XD1.9.2","X01224","P89916","Systém spinálny Daytona","Daytona Spinal Systém 24ks skrutka s nastaviteľnou anguláciou,24ks uzamykacia čapica s integrovaným navadzaním,2ks tyč,2ks priečna väzba, skrutky angulácia 45°,priemer 4,5-7,5mm, dĺžky 30-55mm,tvarovaná tyč priemer 5,5mm,priečny konektor","SSN","US","set",{"v":0.1,"d":"10.00%"},{"v":19082.7,"d":"19,082.70"},{"v":19082.7,"d":"19,082.70"},{"v":0,"d":"0.00"},{"v":0,"d":"0.0000%"},"I","ORT",90211010]
[3571,{"$nulls":3},"XD1.9.3 Vnútorné fixátory hrudnodriekové zadné - polysegmentálne magnetom distrahovateľné",{"$nulls":10},{"v":24442,"d":"24,442.000000"},"set/12 stavcov"]
[3572,"XD1.9.3","X04193","P95152,P95153","Implantát \"rastúci\" na výstuž a distrakciu chrbtice u detí MAGEC","spinálne magnetické tyče diameter 4.5, 5.5mm v prevedení štandard alebo offset, s možnosťou aktívnej distrakcie 48mm alebo 28 mm","NUI-US","US","pár",{"v":0.1,"d":"10.00%"},{"v":24442,"d":"24,442.00"},{"v":24442,"d":"24,442.00"},{"v":0,"d":"0.00"},{"v":0,"d":"0.0000%"},"I","ORT DFN(BA, ZA)",90213100]
[3573,{"$nulls":3},"XD1.10 Vnútorné fixátory hrudnodiekové predné - polysegmentálne",{"$nulls":10},{"v":6050,"d":"6,050.000000"},"set/5 segmentov"]
[3574,"XD1.10","X04176","P96570","Predný fixačný systém VANTAGE",null,"MDC","US","ks",{"v":0.1,"d":"10.00%"},{"v":5688.21,"d":"5,688.21"},{"v":5688.21,"d":"5,688.21"},{"v":0,"d":"0.00"},{"v":0,"d":"0.0000%"},"I","NCH, ORT, UCH",90211010]
[3575,"XD1.10","X00557","P89028","Implantát spinálny Globus s príslušenstvom","Bedrový systém REVERE, 12 fixných skrutiek, 12 uzamykateľných skrutiek, 2 tyče, 6 kaudálne-rostrálnych spôn, 3 priečne konektory","GLM","US","set",{"v":0.1,"d":"10.00%"},{"v":6048.79,"d":"6,048.79"},{"v":6048.79,"d":"6,048.79"},{"v":0,"d":"0.00"},{"v":0,"d":"0.0000%"},"I","NCH, ORT, UCH",90211010]
[3576,"XD1.10","X00159","P32510","Vnútorné fixátory hrudnodriekové predné MACS","polysegmentálne,  5 segmentov","AES","DE","set",{"v":0.1,"d":"10.00%"},{"v":6050,"d":"6,050.00"},{"v":6050,"d":"6,050.00"},{"v":0,"d":"0.00"},{"v":0,"d":"0.0000%"},"I","NCH, ORT, UCH",90219090]
[3577,"XD1.10","X00531","P81404","Systém osteosyntetický chrbicový implantabilný Socore, s inštrumentáriom, rôzne druhy","10x Socore (Novaspine) transpedikulárna skrutka mono/polyaxiálna + 2x Socore tyč 5,5 mm + 2x Priečna väzba (4x priečny hák Socore + 2x tyč pre priečny konektor) + 6x Socore staple","NSP","FR","set",{"v":0.1,"d":"10.00%"},{"v":6947,"d":"6,947.00"},{"v":6050,"d":"6,050.00"},{"v":897,"d":"897.00"},{"v":0.12912,"d":"12.9120%"},"S","NCH, ORT, UCH",90213100]
[3578,{"$nulls":3},"XD1.11 Vnútorné fixátory hrudnodiekové predné - 1 segment",{"$nulls":10},{"v":2601.5,"d":"2,601.500000"},"set"]
[3579,"XD1.11","X05042","P0720A","Dlaha laterálna fixačná Traverse","neabsorbovateľná, s uzamykateľnými maticami, s inštrumentáriom; rôzne typy","NUI","US","set",{"v":0.1,"d":"10.00%"},{"v":2153.1,"d":"2,153.10"},{"v":2153.1,"d":"2,153.10"},{"v":0,"d":"0.00"},{"v":0,"d":"0.0000%"},"I","NCH, ORT, UCH",90219090]
[3580,"XD1.11","X00162","P71280","TSLP (Thoracolumbar Spine Locking Plate)","predná redukčná dlaha s uzamkacími skrtkami, dlžky 40-109mm, skrutky dlžky 20-54mm, priemeru 5,5mm","SYT-CH","CH","set",{"v":0.1,"d":"10.00%"},{"v":2153.8,"d":"2,153.80"},{"v":2153.8,"d":"2,153.80"},{"v":0,"d":"0.00"},{"v":0,"d":"0.0000%"},"I","NCH, ORT, UCH",90219090]
[3581,"XD1.11","X04808","P99339","Systém spinálnych implantátov XLIF Decade","laterálne platničkové implantáty, s inštrumentáriom","NUI","US","set",{"v":0.1,"d":"10.00%"},{"v":2390.11,"d":"2,390.11"},{"v":2390.11,"d":"2,390.11"},{"v":0,"d":"0.00"},{"v":0,"d":"0.0000%"},"I","NCH, ORT, UCH",90219090]
[3582,"XD1.11","X03734","P94698","Systém spinálny PYRAMID / PYRAMID +4",null,"MDC","US","set",{"v":0.1,"d":"10.00%"},{"v":2597.87,"d":"2,597.87"},{"v":2597.87,"d":"2,597.87"},{"v":0,"d":"0.00"},{"v":0,"d":"0.0000%"},"I","NCH, ORT, UCH",90211010]
[3583,"XD1.11","X00156","P84414","Implantáty spinál. Medtronic CD Horizon","Legacy Anterior","MDC","US","set",{"v":0.1,"d":"10.00%"},{"v":2600.29,"d":"2,600.29"},{"v":2600.29,"d":"2,600.29"},{"v":0,"d":"0.00"},{"v":0,"d":"0.0000%"},"I","NCH, ORT, UCH",90211010]
[3584,"XD1.11","X00161","P32510","Vnútorné fixátory hrudnodriekové predné MACS","1 segment, 2 ks polyaxiálne skrutky priemer 7 mm, dĺžka 15-55 mm; 2 ks anteriórne stabilizačné skrutky priemer 6,5 mm, dĺžka 25-50 mm; 2 ks clamping element, 2 ks fixačné matice M11, 2 ks poistné matice, tyče 100-200 mm","AES","DE","set",{"v":0.1,"d":"10.00%"},{"v":2601.5,"d":"2,601.50"},{"v":2601.5,"d":"2,601.50"},{"v":0,"d":"0.00"},{"v":0,"d":"0.0000%"},"I","NCH, ORT, UCH",90219090]
[3585,"XD1.11","X00160","P74425,P70924","Vnútorný fixátor hrudnodriekový predný - Expedium Anterior","zostava pozostávajúca z 2  základových platničiek, 4 monoaxialnych skrutiek, 4 vnútoných skrutiek, 2 tyčí a 2 priečnych konektorov","DPI-US01","US","set",{"v":0.1,"d":"10.00%"},{"v":3749.71,"d":"3,749.71"},{"v":2601.5,"d":"2,601.50"},{"v":1148.21,"d":"1,148.21"},{"v":0.306213,"d":"30.6213%"},"S","NCH, ORT, UCH",90213100]
[3586,{"$nulls":3},"XD1.12.1 Vnútorné fixátory lumbosakrálne predné presakrálne - 1 segment",{"$nulls":10},{"v":5200,"d":"5,200.000000"},"set"]
[3587,"XD1.12.1","X05320","P2484A","Systém driekovo-krížovej fixácie Unity","s prílušenstvom","ORX","US","ks",{"v":0.1,"d":"10.00%"},{"v":2401.12,"d":"2,401.12"},{"v":2401.12,"d":"2,401.12"},{"v":0,"d":"0.00"},{"v":0,"d":"0.0000%"},"I","NCH, ORT",90219090,11541]
[3588,"XD1.12.1","X02227","P91328","Implantát spinálny AxiaLIF 1L / AxiaLIF 1L Plus","implantát z titánovej zliatiny v rôznych veľkostiach, s inštrumentáriom","AGU","IT","set",{"v":0.1,"d":"10.00%"},{"v":5200,"d":"5,200.00"},{"v":5200,"d":"5,200.00"},{"v":0,"d":"0.00"},{"v":0,"d":"0.0000%"},"I","NCH, ORT",90219090]
[3589,{"$nulls":3},"XD1.12.2 Vnútorné fixátory lumbosakrálne predné presakrálne - 2 segmenty",{"$nulls":10},{"v":6088.73,"d":"6,088.730000"},"set"]
[3590,"XD1.12.2","X02228","P91329","Implantát spinálny AxiaLIF 2L Plus","implantát z titánovej zliatiny v rôznych veľkostiach, s inštrumentáriom","AGU","IT","set",{"v":0.1,"d":"10.00%"},{"v":6088.73,"d":"6,088.73"},{"v":6088.73,"d":"6,088.73"},{"v":0,"d":"0.00"},{"v":0,"d":"0.0000%"},"I","NCH, ORT",90219090]
[3591,{"$nulls":3},"XD1.13 Fixátory sakroiliakálne",{"$nulls":10},{"v":4840,"d":"4,840.000000"},"set"]
[3592,"XD1.13","X02340","P90361","Systém implantačný iFuse","3ks iFuse plasma coated implantátov v rozmere s priemerom 4,0mm a 7,0mm v dĺžkach od 30mm po 70mm s 5mm prírastkom","SIB","US","set",{"v":0.1,"d":"10.00%"},{"v":4840,"d":"4,840.00"},{"v":4840,"d":"4,840.00"},{"v":0,"d":"0.00"},{"v":0,"d":"0.0000%"},"I","NCH, ORT",90211010]
[3593,{"$nulls":3},"XD2 Vnútorné fixátory dynamické"]
[3594,{"$nulls":3},"XD2.1 Vnútorné fixátory dynamické hrudnodriekové - zadné 1 segment",{"$nulls":10},{"v":2178,"d":"2,178.000000"},"set"]
[3595,"XD2.1","X00165","P75035","Systém fixačný implantab. SCIENTE*X Isobar TTL","chrbticový systém + inštrumentárium","SCX","FR","set",{"v":0.1,"d":"10.00%"},{"v":2075.15,"d":"2,075.15"},{"v":2075.15,"d":"2,075.15"},{"v":0,"d":"0.00"},{"v":0,"d":"0.0000%"},"I","NCH, ORT",90211010]
[3596,"XD2.1","X05321","P2509A","Systém stabilizačný zadný LISA","bedrový, rôzne druhy","BCB","FR","ks",{"v":0.1,"d":"10.00%"},{"v":2171.95,"d":"2,171.95"},{"v":2171.95,"d":"2,171.95"},{"v":0,"d":"0.00"},{"v":0,"d":"0.0000%"},"I","NCH, ORT",90219090,11514]
[3597,"XD2.1","X00163","P88191,P84418","Systém spinálny CD HorizonBalanC",null,"MDC","US","set",{"v":0.1,"d":"10.00%"},{"v":2176.79,"d":"2,176.79"},{"v":2176.79,"d":"2,176.79"},{"v":0,"d":"0.00"},{"v":0,"d":"0.0000%"},"I","NCH, ORT",90213990]
[3598,"XD2.1","X03092","P83721","Dorzálny dynamický fixačný systém cosmicMIA","4 skrutky, 4 uzamikacie matice, 2 tyče","ULR","DE","set",{"v":0.1,"d":"10.00%"},{"v":2178,"d":"2,178.00"},{"v":2178,"d":"2,178.00"},{"v":0,"d":"0.00"},{"v":0,"d":"0.0000%"},"I","NCH, ORT",90211010]
[3599,"XD2.1","X00166","P81768","Vnútorné dynamické fixátory hrudnodriekové DSS","zadné, 1 segment, 4 ks skrutky priemer 6, 7, 8mm dĺžka 35-55mm s miskami, rozperkami a maticami, 2 ks dynamické spojky 24-40mm.","PDI","DE","set",{"v":0.1,"d":"10.00%"},{"v":2178,"d":"2,178.00"},{"v":2178,"d":"2,178.00"},{"v":0,"d":"0.00"},{"v":0,"d":"0.0000%"},"I","NCH, ORT",90219090]
[3600,"XD2.1","X02478","P69460,P69461,P69462,P69463,P80075,P80076","Vnútorné fixátory dynamické hrudnodriekové - zadné 1 segment","Skrutka Dynesys 4x, Stabilizačný vodič LIS 1x, Rozperka 1x, možnosť rozšírenia o implantát DTO 5.5, prechodovú skrutku v kombinácii so skrutkami Instinct alebo Sequoia","ZIM","CH","set",{"v":0.1,"d":"10.00%"},{"v":2178,"d":"2,178.00"},{"v":2178,"d":"2,178.00"},{"v":0,"d":"0.00"},{"v":0,"d":"0.0000%"},"I","NCH, ORT",9021109000]
[3601,"XD2.1","X01413","P81404","Systém dynamický osteosyntetický chrbicový implantabilný Socore, s inštrumentáriom, rôzne druhy pre miniinvazívne zavedenie","4x Socore (Novaspine)transpedikulárna augmentačná kanylovaná skrutka-polyaxiálna/redukčná/ mono/ + 2x dynamická tyč Socore Flexible rod","NSP","FR","set",{"v":0.1,"d":"10.00%"},{"v":2817.51,"d":"2,817.51"},{"v":2178,"d":"2,178.00"},639.51,{"v":0.226977,"d":"22.6977%"},"S","NCH, ORT",90219090]
[3602,"XD2.1","X00164","P81404","Systém osteosyntetický chrbicový implantabilný Socore, s inštrumentáriom, rôzne druhy","4x Socore (Novaspine) transpedikulárna skrutka mono/polyaxiálna + 2x dynamická tyč Socore Flexible rod","NSP","FR","set",{"v":0.1,"d":"10.00%"},{"v":3063.42,"d":"3,063.42"},{"v":2178,"d":"2,178.00"},885.42,{"v":0.28903,"d":"28.9030%"},"S","NCH, ORT",90213100]
[3603,"XD2.1","X01432","P88191","Implantát spinálny CD Horizon BalanC","s príslušenstvom","MDC","US","set",{"v":0.1,"d":"10.00%"},{"v":3788.51,"d":"3,788.51"},{"v":2178,"d":"2,178.00"},{"v":1610.51,"d":"1,610.51"},{"v":0.425104,"d":"42.5104%"},"S","NCH, ORT",90213990]
[3604,{"$nulls":3},"XD2.2 Vnútorné fixátory dynamické hrudnodriekové - zadné 2 segmenty",{"$nulls":10},{"v":4271.3,"d":"4,271.300000"},"set"]
[3605,"XD2.2","X00169","P75035","Systém fixačný implantab. SCIENTE*X Isobar TTL","chrbticový systém + inštrumentárium","SCX","FR","set",{"v":0.1,"d":"10.00%"},{"v":2807.68,"d":"2,807.68"},{"v":2807.68,"d":"2,807.68"},{"v":0,"d":"0.00"},{"v":0,"d":"0.0000%"},"I","NCH, ORT",90211010]
[3606,"XD2.2","X05322","P2509A","Systém stabilizačný zadný LISA","bedrový, rôzne druhy","BCB","FR","ks",{"v":0.1,"d":"10.00%"},{"v":3771.57,"d":"3,771.57"},{"v":3771.57,"d":"3,771.57"},{"v":0,"d":"0.00"},{"v":0,"d":"0.0000%"},"I","NCH, ORT",90219090,11516]
[3607,"XD2.2","X00167","P88191,P84418","Systém spinálny CD Horizon BalanC",null,"MDC","US","set",{"v":0.1,"d":"10.00%"},{"v":4270.09,"d":"4,270.09"},{"v":4270.09,"d":"4,270.09"},{"v":0,"d":"0.00"},{"v":0,"d":"0.0000%"},"I","NCH, ORT",90213990]
[3608,"XD2.2","X02479","P69460,P69461,P69462,P69463,P80075,P80076","Vnútorné fixátory dynamické hrudnodriekové - zadné 2 segmenty","Skrutka Dynesys 6x, Stabilizačný vodič LIS 1x, Rozperka 1x, možnosť rozšírenia o implantát DTO 5.5, prechodovú skrutku v kombinácii so skrutkami Instinct alebo Sequoia","ZIM","CH","set",{"v":0.1,"d":"10.00%"},{"v":4271,"d":"4,271.00"},{"v":4271,"d":"4,271.00"},{"v":0,"d":"0.00"},{"v":0,"d":"0.0000%"},"I","NCH, ORT",9021109000]
[3609,"XD2.2","X03095","P83721","Dorzálny dynamický fixačný systém cosmicMIA","6 skrutiek, 6 uzamikacích matíc, 2 tyče","ULR","DE","set",{"v":0.1,"d":"10.00%"},{"v":4271.3,"d":"4,271.30"},{"v":4271.3,"d":"4,271.30"},{"v":0,"d":"0.00"},{"v":0,"d":"0.0000%"},"I","NCH, ORT",90211010]
[3610,"XD2.2","X00170","P81768","Vnútorné dynamické fixátory hrudnodriekové DSS","zadné, 2 segmenty, 6 ks skrutky priemer 6, 7, 8mm dĺžka 35-55mm s miskami, rozperkami a maticami, 4ks dynamické spojky 24-40 mm","PDI","DE","set",{"v":0.1,"d":"10.00%"},{"v":4271.3,"d":"4,271.30"},{"v":4271.3,"d":"4,271.30"},{"v":0,"d":"0.00"},{"v":0,"d":"0.0000%"},"I","NCH, ORT",90219090]
[3611,"XD2.2","X00168","P81404","Systém osteosyntetický chrbicový implantabilný Socore, s inštrumentáriom, rôzne druhy","6x Socore (Novaspine) transpedikulárna skrutka mono/polyaxiálna + 2x dynamická tyč Socore Flexible rod","NSP","FR","set",{"v":0.1,"d":"10.00%"},{"v":4396.91,"d":"4,396.91"},{"v":4271.3,"d":"4,271.30"},125.61,{"v":0.028567999999999996,"d":"2.8568%"},"S","NCH, ORT",90213100]
[3612,"XD2.2","X00530","P89033","Systém stabilizačný TRANSITION s príslušenstvom","bedrový systém TRANSITION","CLM-US","US","set",{"v":0.1,"d":"10.00%"},{"v":4838.31,"d":"4,838.31"},{"v":4271.3,"d":"4,271.30"},567.01,{"v":0.117192,"d":"11.7192%"},"S","NCH, ORT",90213990]
[3613,"XD2.2","X01433","P88191","Implantát spinálny CD Horizon BalanC","s príslušenstvom","MDC","US","set",{"v":0.1,"d":"10.00%"},{"v":4889.61,"d":"4,889.61"},{"v":4271.3,"d":"4,271.30"},618.31,{"v":0.126454,"d":"12.6454%"},"S","NCH, ORT",90213990]
[3614,{"$nulls":3},"XD2.3 Vnútorné fixátory dynamické hrudnodriekové - zadné 3 segmenty",{"$nulls":10},{"v":7562.5,"d":"7,562.500000"},"set"]
[3615,"XD2.3","X00173","P75035","Systém fixačný implantab. SCIENTE*X Isobar TTL","chrbticový systém + inštrumentárium","SCX","FR","set",{"v":0.1,"d":"10.00%"},{"v":3604.83,"d":"3,604.83"},{"v":3604.83,"d":"3,604.83"},{"v":0,"d":"0.00"},{"v":0,"d":"0.0000%"},"I","NCH, ORT",90211010]
[3616,"XD2.3","X00171","P88191,P84418","Systém spinálny CD Horizon BalanC",null,"MDC","US","set",{"v":0.1,"d":"10.00%"},{"v":3798.6,"d":"3,798.60"},{"v":3798.6,"d":"3,798.60"},{"v":0,"d":"0.00"},{"v":0,"d":"0.0000%"},"I","NCH, ORT",90213990]
[3617,"XD2.3","X00172","P81404","Systém osteosyntetický chrbicový implantabilný Socore, s inštrumentáriom, rôzne druhy","8x Socore (Novaspine) transpedikulárna skrutka mono/polyaxiálna + 2x dynamická tyč Socore Flexible rod","NSP","FR","set",{"v":0.1,"d":"10.00%"},{"v":5532.23,"d":"5,532.23"},{"v":5532.23,"d":"5,532.23"},{"v":0,"d":"0.00"},{"v":0,"d":"0.0000%"},"I","NCH, ORT",90213100]
[3618,"XD2.3","X00529","P89033","Systém stabilizačný TRANSITION s príslušenstvom","bedrový systém TRANSITION","CLM-US","US","set",{"v":0.1,"d":"10.00%"},{"v":6131.64,"d":"6,131.64"},{"v":6131.64,"d":"6,131.64"},{"v":0,"d":"0.00"},{"v":0,"d":"0.0000%"},"I","NCH, ORT",90213990]
[3619,"XD2.3","X01434","P88191","Implantát spinálny CD Horizon BalanC","s príslušenstvom","MDC","US","set",{"v":0.1,"d":"10.00%"},{"v":6199.8,"d":"6,199.80"},{"v":6199.8,"d":"6,199.80"},{"v":0,"d":"0.00"},{"v":0,"d":"0.0000%"},"I","NCH, ORT",90213990]
[3620,"XD2.3","X02480","P69460,P69461,P69462,P69463,P80075,P80076","Vnútorné fixátory dynamické hrudnodriekové - zadné 3 segmenty","Skrutka Dynesys 8x, Stabilizačný vodič LIS 1x, Rozperka 1x, možnosť rozšírenia o implantát DTO 5.5, prechodovú skrutku v kombinácii so skrutkami Instinct alebo Sequoia","ZIM","CH","set",{"v":0.1,"d":"10.00%"},{"v":7562,"d":"7,562.00"},{"v":7562,"d":"7,562.00"},{"v":0,"d":"0.00"},{"v":0,"d":"0.0000%"},"I","NCH, ORT",9021109000]
[3621,"XD2.3","X03098","P83721","Dorzálny dynamický fixačný systém cosmicMIA","8 skrutiek, 8 uzamikacích matíc, 2 tyče","ULR","DE","set",{"v":0.1,"d":"10.00%"},{"v":7562.5,"d":"7,562.50"},{"v":7562.5,"d":"7,562.50"},{"v":0,"d":"0.00"},{"v":0,"d":"0.0000%"},"I","NCH, ORT",90211010]
[3622,"XD2.3","X00174","P81768","Vnútorné dynamické fixátory hrudnodriekové DSS","zadné, 3 segmenty, 8 ks skrutky priemer 6, 7, 8mm dĺžka 35-55mm s miskami, rozperkami a maticami, 6 ks dynamické spojky 24-40mm.","PDI","DE","set",{"v":0.1,"d":"10.00%"},{"v":7562.5,"d":"7,562.50"},{"v":7562.5,"d":"7,562.50"},{"v":0,"d":"0.00"},{"v":0,"d":"0.0000%"},"I","NCH, ORT",90219090]
[3623,{"$nulls":3},"XD3 Interspinózne neutralizačné systémy"]
[3624,{"$nulls":3},"XD3.1 Interspinózne semirigidné neutralizačné systémy",{"$nulls":10},{"v":1222.1,"d":"1,222.100000"},"set"]
[3625,"XD3.1","X00183","P71280","Stenofix","Interspinózny distractor po chirurgickej dekompresii, zakryvenie v tvare S s krídielkami na fixáciu, výšky: 8-16mm","SYT-CH","CH","set",{"v":0.1,"d":"10.00%"},{"v":834.9,"d":"834.90"},{"v":834.9,"d":"834.90"},{"v":0,"d":"0.00"},{"v":0,"d":"0.0000%"},"I","NCH, ORT",90219090]
[3626,"XD3.1","X04976","P0144A","Protéza medzistavcová stabilizačná D.I.A.M.","rôzne modely","COU","FR","set",{"v":0.1,"d":"10.00%"},923.23,923.23,{"v":0,"d":"0.00"},{"v":0,"d":"0.0000%"},"I","NCH, ORT",90211010]
[3627,"XD3.1","X00178","P86890","Implantát chrbticový miniinvazívny HeliFix","Interspinózny PEEK implantát","APP","US","set",{"v":0.1,"d":"10.00%"},{"v":1210,"d":"1,210.00"},{"v":1210,"d":"1,210.00"},{"v":0,"d":"0.00"},{"v":0,"d":"0.0000%"},"I","NCH, ORT",90211010]
[3628,"XD3.1","X00181","P81770","Interspinózny semirigidný neutralizačný systém Coflex","veľkosť 8, 10, 12, 14, 16mm.","PDI","DE","set",{"v":0.1,"d":"10.00%"},{"v":1222.1,"d":"1,222.10"},{"v":1222.1,"d":"1,222.10"},{"v":0,"d":"0.00"},{"v":0,"d":"0.0000%"},"I","NCH, ORT",90213990]
[3629,"XD3.1","X00180","P81771","Interspinózny semirigidný neutralizačný systém Coflex F","veľkosť 8, 10, 12, 14, 16mm, 2ks skrutky a objímky.","PDI","DE","set",{"v":0.1,"d":"10.00%"},{"v":1222.1,"d":"1,222.10"},{"v":1222.1,"d":"1,222.10"},{"v":0,"d":"0.00"},{"v":0,"d":"0.0000%"},"I","NCH, ORT",90219090]
[3630,"XD3.1","X00179","P88658","Interspinózny semirigidný neutralizačný systém Inter-Activ","Veľkosti S (7-11 mm) M (10-14 mm) L (13-17 mm).","AES","DE","set",{"v":0.1,"d":"10.00%"},{"v":1222.1,"d":"1,222.10"},{"v":1222.1,"d":"1,222.10"},{"v":0,"d":"0.00"},{"v":0,"d":"0.0000%"},"I","NCH, ORT",90189084]
[3631,{"$nulls":3},"XD4 Externé fixátory chrbtice"]
[3632,{"$nulls":3},"XD4.1 Externý fixátor krčnej chrbtice",{"$nulls":10},{"v":2905.32,"d":"2,905.320000"},"set"]
[3633,"XD4.1","X00184","P60924","Externý fixátor krčnej chrbtice Bremer Halo","Zostavy rôznych veľkostí vesty a fixačného kruhu pre deti a dospelých.","DPI-US","US","set",{"v":0.2,"d":"20.00%"},{"v":2905.32,"d":"2,905.32"},{"v":2905.32,"d":"2,905.32"},{"v":0,"d":"0.00"},{"v":0,"d":"0.0000%"},"I","NCH, ORT, UCH",90213100]
[3634,{"$nulls":3},"XD5 Náhrady medzistavcových platničiek statické"]
[3635,{"$nulls":3},"XD5.1 Náhrady medzistavcových platničiek - krčné",{"$nulls":10},{"v":1391.5,"d":"1,391.500000"},"ks"]
[3636,"XD5.1","X00190","P81405","Klietka medzistavcová implantabilná Diva, s inštrumentáriom","1x Klietka medzistavcová implantabilná DIVA","NSP","FR","ks",{"v":0.1,"d":"10.00%"},446.61,446.61,{"v":0,"d":"0.00"},{"v":0,"d":"0.0000%"},"I","NCH, ORT, UCH",90213100]
[3637,"XD5.1","X00578","P84541","Náhrady medzistavcových platničiek - krčné","Fidji Cervical materiál PEEK","ZIM","FR","ks",{"v":0.1,"d":"10.00%"},{"v":547.8,"d":"547.80"},{"v":547.8,"d":"547.80"},{"v":0,"d":"0.00"},{"v":0,"d":"0.0000%"},"I","NCH, ORT, UCH",90211010]
[3638,"XD5.1","X04842","P97516","Náhrada medzistavcovej platničky Roccia ACIF PEEK","velikost´ 14x13mm.- 18x15mm Výška 4-8mm, .","SYM","GE","ks",{"v":0.1,"d":"10.00%"},602.58,602.58,{"v":0,"d":"0.00"},{"v":0,"d":"0.0000%"},"I","NCH, ORT, UCH",90213100]
[3639,"XD5.1","X00577","P73592","Náhrady medzistavcových platničiek - krčné","TM-S Trabecular Metal - Trabekulárny kov","ZIM","US","ks",{"v":0.1,"d":"10.00%"},630.56,630.56,{"v":0,"d":"0.00"},{"v":0,"d":"0.0000%"},"I","NCH, ORT, UCH",90211010]
[3640,"XD5.1","X05156","P99214,P99215","Náhrada krčnej medzistavcovej platničky IMPLASPIN","z materiálu PEEK alebo titán; rôzne typy","LSK","CZ","ks",{"v":0.1,"d":"10.00%"},659.45,659.45,{"v":0,"d":"0.00"},{"v":0,"d":"0.0000%"},"I","NCH, ORT, UCH",90213990]
[3641,"XD5.1","X01504","P87748","Náhrada medzistavcovej platničky ROI-C","krčná, statická, veľkosť 12-14x14-17 mm, výška 4.5-5-6-7-8-10 mm, samotná klietka bez kotiev","LDR","FR","ks",{"v":0.1,"d":"10.00%"},{"v":677.6,"d":"677.60"},{"v":677.6,"d":"677.60"},{"v":0,"d":"0.00"},{"v":0,"d":"0.0000%"},"I","NCH, ORT, UCH",90213990]
[3642,"XD5.1","X00269","P83721","Medzistavcová platnička pre cervikálnu intervertebrálnu fúziu cerv-X","6 veľkostí a 2 rôzne formy","ULR","DE","ks",{"v":0.1,"d":"10.00%"},704.22,704.22,{"v":0,"d":"0.00"},{"v":0,"d":"0.0000%"},"I","NCH, ORT, UCH",90211010]
[3643,"XD5.1","X00191","P68689","Náhrada krčnej medzistavcovej platničky Brantigan cervical CFRP","Standard, Large v hrúbkach 4-8mm","DPI-US01","US","ks",{"v":0.1,"d":"10.00%"},710.28,710.28,{"v":0,"d":"0.00"},{"v":0,"d":"0.0000%"},"I","NCH, ORT, UCH",90213100]
[3644,"XD5.1","X01492","P75101,P75102,P75103","Náhrada medzistavcovej platničky MC+","krčná, statická, otvorená fúzia veľkosť 12-15x14-17 mm, výška 4.5-5-6-7 mm, zatvorená fúzia 12-15x14-17 mm, výška 4.5-10 mm, kotva MC001T","LDR","FR","ks",{"v":0.1,"d":"10.00%"},{"v":738.1,"d":"738.10"},{"v":738.1,"d":"738.10"},{"v":0,"d":"0.00"},{"v":0,"d":"0.0000%"},"I","NCH, ORT, UCH",90189084]
[3645,"XD5.1","X00194","P71280","Cervios chronos","náhrada platnicky, šírka 15 x dlžka 12,5mm x výška 5-10mm,","SYT-CH","CH","ks",{"v":0.1,"d":"10.00%"},{"v":798.6,"d":"798.60"},{"v":798.6,"d":"798.60"},{"v":0,"d":"0.00"},{"v":0,"d":"0.0000%"},"I","NCH, ORT, UCH",90219090]
[3646,"XD5.1","X00189","P76972","Implantáty spinál. Medtronic Cornerstone","šírka: 14mm,17mm, hĺbka: 11mm,14mm, výška: 4mm,5,6,7,8,9mm","MDC","US","ks",{"v":0.1,"d":"10.00%"},807.86,807.86,{"v":0,"d":"0.00"},{"v":0,"d":"0.0000%"},"I","NCH, ORT, UCH",90211010]
[3647,"XD5.1","X02250","P91527","Implantát - náhrada medzistavcovej platničky krčná TRYPTIK","s výplňou TRYPTIK BS, rôzne druhy a veľkosti","SPJ","CH","ks",{"v":0.1,"d":"10.00%"},856.92,856.92,{"v":0,"d":"0.00"},{"v":0,"d":"0.0000%"},"I","NCH, ORT, UCH",90211010]
[3648,"XD5.1","X05256","P2148A","Medzistavcová náhrada pre cervikálnu  intervertebrálnu fúziu TRISTAN Ti","2 veľkosti, 5 výšok, 3 uhlové sklony 0°, 5°, 10°","HUH","DE","ks",{"v":0.1,"d":"10.00%"},{"v":890,"d":"890.00"},{"v":890,"d":"890.00"},{"v":0,"d":"0.00"},{"v":0,"d":"0.0000%"},"I","NCH, ORT, UCH",90211010]
[3649,"XD5.1","X05250","P2148A","Medzistavcová náhrada pre cervikálnu intervertebrálnu fúziu TRISTAN PEEK-S","2 veľkosti, 5 výšok, 3 uhlové sklony 0°, 5°, 10°, s hrotmi","HUH","DE","ks",{"v":0.1,"d":"10.00%"},{"v":890,"d":"890.00"},{"v":890,"d":"890.00"},{"v":0,"d":"0.00"},{"v":0,"d":"0.0000%"},"I","NCH, ORT, UCH",90211010]
[3650,"XD5.1","X05046","P0806A","Systém medzistavcový spojovací Modulus-C","s inštrumentáriom; rôzne veľkosti","NUI","US","ks",{"v":0.1,"d":"10.00%"},{"v":903.2,"d":"903.20"},{"v":903.2,"d":"903.20"},{"v":0,"d":"0.00"},{"v":0,"d":"0.0000%"},"I","NCH, ORT, UCH",90211010]
[3651,"XD5.1","X04806","P99338","Systém spinálnych implantátov CoRoent Small / CoRoent TL","rôzne veľkosti, s inštrumentáriom","NUI","US","ks",{"v":0.1,"d":"10.00%"},{"v":903.2,"d":"903.20"},{"v":903.2,"d":"903.20"},{"v":0,"d":"0.00"},{"v":0,"d":"0.0000%"},"I","NCH, ORT, UCH",90211010]
[3652,"XD5.1","X04451","P96448","Implantát  krčny sterilný s inštrumentáriom","rôzne rozmery","DOU","CN","ks",{"v":0.1,"d":"10.00%"},903.51,903.51,{"v":0,"d":"0.00"},{"v":0,"d":"0.0000%"},"I","NCH, ORT, UCH",90212900]
[3653,"XD5.1","X00196","P32509","Náhrada medzistavcovej platničky CeSpace","krčná statická, titanové prevedenie - výška 4-7 mm, priemer 14 a 16 mm, hĺbka 11,5 mm a 13,5 mm. Prevedenie PEEK - výška 4-8 mm, priemer 14 a 16 mm, hĺbka 11,5 a 13,5 mm","AES","DE","ks",{"v":0.1,"d":"10.00%"},{"v":907.5,"d":"907.50"},{"v":907.5,"d":"907.50"},{"v":0,"d":"0.00"},{"v":0,"d":"0.0000%"},"I","NCH, ORT, UCH",90213990]
[3654,"XD5.1","X01505","P87757","Náhrada medzistavcovej platničky ROI-C KOTVY","krčná, statická, 1 ks kotva MC1005T,1 ks kotva MC1006T","LDR","FR","ks",{"v":0.1,"d":"10.00%"},{"v":907.5,"d":"907.50"},{"v":907.5,"d":"907.50"},{"v":0,"d":"0.00"},{"v":0,"d":"0.0000%"},"I","NCH, ORT, UCH",90213990]
[3655,"XD5.1","X00187","P84417","Implantáty spinál. Medtronic Peek Prevail","5mm,6,7,8,9mm x 16mm x 14mm, Skrutky: priemer - 3,5mm, 4mm  dĺžka - 11mm, 13mm, 15mm","MDC","US","ks",{"v":0.1,"d":"10.00%"},910.65,910.65,{"v":0,"d":"0.00"},{"v":0,"d":"0.0000%"},"I","NCH, ORT, UCH",90211010]
[3656,"XD5.1","X00192","P75044","Implantát chrbticový SCIENTE*X Samarys","pred, krčná medzistavcová náhrada + inštrumentárium","SCX","FR","ks",{"v":0.1,"d":"10.00%"},915.97,915.97,{"v":0,"d":"0.00"},{"v":0,"d":"0.0000%"},"I","NCH, ORT, UCH",90211010]
[3657,"XD5.1","X02343","P71280","ACIS","náhrada krcnej medzistavcovej planticky 3 rôznych tvarov krycích plôch (rovné, zaoblené, klinovité), výšky 4,5-9,5 mm (prírastok po 1mm) s výplnou Chronos putty","SYT-CH","CH","ks",{"v":0.1,"d":"10.00%"},916.64,916.64,{"v":0,"d":"0.00"},{"v":0,"d":"0.0000%"},"I","NCH, ORT, UCH",90219090]
[3658,"XD5.1","X00188","P76972","Implantáty spinál. Medtronic Cornerstone","šírka: 14mm,17mm, hĺbka: 11mm,14mm, výška: 4mm,5,6,7,8,9mm Cornerstone s výplňou hydroxyapatitu","MDC","US","ks",{"v":0.1,"d":"10.00%"},929.99,929.99,{"v":0,"d":"0.00"},{"v":0,"d":"0.0000%"},"I","NCH, ORT, UCH",90211010]
[3659,"XD5.1","X02251","P91528","Implantát - náhrada krčná - fúzia predná TRYPTIK","s výplňou TRYPTIK BS, rôzne druhy a veľkosti","SPJ","CH","ks",{"v":0.1,"d":"10.00%"},930.74,930.74,{"v":0,"d":"0.00"},{"v":0,"d":"0.0000%"},"I","NCH, ORT, UCH",90211010]
[3660,"XD5.1","X02435","P32509,P92516","Náhrada medzistavcovej platničky CeSpace","výška 4-8mm, priemer 14 a 16mm, hĺbka 11,5 a 13,5mm; výplň 2,5ml NANOGEL","BME","DE","ks",{"v":0.1,"d":"10.00%"},{"v":931.7,"d":"931.70"},{"v":931.7,"d":"931.70"},{"v":0,"d":"0.00"},{"v":0,"d":"0.0000%"},"I","NCH, ORT, UCH",90213990]
[3661,"XD5.1","X00195","P32509,P77020","Náhrada medzistavcovej platničky CeSpace","krčná statická, výška 4-8mm, priemer 14 a 16mm, hĺbka 11,5 a 13,5mm, výplň OSTIM 2ml","AES","DE","ks",{"v":0.1,"d":"10.00%"},{"v":931.7,"d":"931.70"},{"v":931.7,"d":"931.70"},{"v":0,"d":"0.00"},{"v":0,"d":"0.0000%"},"I","NCH, ORT, UCH",90213990]
[3662,"XD5.1","X00197","P86596","Náhrada medzistavcovej platničky Duocage","krčná, resorbovateľná, veľkosť  15x12mm alebo 17x14mm, výška 5,5,  6,5, 7,5mm.","SBM","FR","ks",{"v":0.1,"d":"10.00%"},934.12,934.12,{"v":0,"d":"0.00"},{"v":0,"d":"0.0000%"},"I","NCH, ORT, UCH",90219090]
[3663,"XD5.1","X03740","J95285","Implantát krčnej chrbtice medzistavcový EIT","1 x Implantát krčnej chrbtice medzistavcový EIT s príslušenstvom, rôzne typy","EMH","DE","ks",{"v":0.1,"d":"10.00%"},{"v":968,"d":"968.00"},{"v":968,"d":"968.00"},{"v":0,"d":"0.00"},{"v":0,"d":"0.0000%"},"I","NCH, ORT, UCH",90213990]
[3664,"XD5.1","X00185","P84417","Implantáty spinál. Medtronic PeekPrevail","5mm,6,7,8,9mm x 16mm x 14mm, Skrutky: priemer - 3,5mm, 4mm   dĺžka - 11mm, 13mm, 15mm, Peek Prevail s výplňou hydroxyapatitu","MDC","US","ks",{"v":0.1,"d":"10.00%"},{"v":1032.86,"d":"1,032.86"},{"v":1032.86,"d":"1,032.86"},{"v":0,"d":"0.00"},{"v":0,"d":"0.0000%"},"I","NCH, ORT, UCH",90211010]
[3665,"XD5.1","X05323","P2470A","Systém separátorov CONSTRUX Mini PTC","rôzne typy implantátov","ORX","US","ks",{"v":0.1,"d":"10.00%"},{"v":1118.65,"d":"1,118.65"},{"v":1118.65,"d":"1,118.65"},{"v":0,"d":"0.00"},{"v":0,"d":"0.0000%"},"I","NCH, ORT, UCH",90219090,11525]
[3666,"XD5.1","X05251","P2148A","Medzistavcová náhrada pre cervikálnu intervertebrálnu fúziu TRISTAN R-PEEK-Ti","2 veľkosti, 5 výšok, 3 uhlové sklony 0°, 5°, 10°","HUH","DE","ks",{"v":0.1,"d":"10.00%"},{"v":1129.99,"d":"1,129.99"},{"v":1129.99,"d":"1,129.99"},{"v":0,"d":"0.00"},{"v":0,"d":"0.0000%"},"I","NCH, ORT, UCH",90211010]
[3667,"XD5.1","X00567","P89022","Implantát spinálny GLOBUS s príslušenstvom","Krčná rozpierka COALITION","GLM","US","ks",{"v":0.1,"d":"10.00%"},{"v":1147.44,"d":"1,147.44"},{"v":1147.44,"d":"1,147.44"},{"v":0,"d":"0.00"},{"v":0,"d":"0.0000%"},"I","NCH, ORT, UCH",90211010]
[3668,"XD5.1","X05173","P1469A","Implantát spinálny CESPACE 3D","fixátor krčný - klietka s príslušenstvom, rôzne rozmery","AES","DE","ks",{"v":0.1,"d":"10.00%"},{"v":1175.42,"d":"1,175.42"},{"v":1175.42,"d":"1,175.42"},{"v":0,"d":"0.00"},{"v":0,"d":"0.0000%"},"I","NCH, ORT, UCH",90213100]
[3669,"XD5.1","X05249","P2148A","Medzistavcová náhrada pre cervikálnu intervertebrálnu fúziu TRISTANflex","2 veľkosti, 4 výšky, 3 uhlové sklony nastaviteľné, s hrotmi","HUH","DE","ks",{"v":0.1,"d":"10.00%"},{"v":1289.99,"d":"1,289.99"},{"v":1289.99,"d":"1,289.99"},{"v":0,"d":"0.00"},{"v":0,"d":"0.0000%"},"I","NCH, ORT, UCH",90211010]
[3670,"XD5.1","X02384","P32509","Náhrada medzistavcovej platničky CeSpace XP","výška 4-9mm, priemer 14 a 16mm, hĺbka 11,5, peek s titánovým povrchom Plasmapore","AES","DE","ks",{"v":0.1,"d":"10.00%"},{"v":1290.01,"d":"1,290.01"},{"v":1290.01,"d":"1,290.01"},{"v":0,"d":"0.00"},{"v":0,"d":"0.0000%"},"I","NCH, ORT, UCH",90213990]
[3671,"XD5.1","X04175","P96569","Systém Divergence na prednú fúziu krčnej chrbtice",null,"MDC","US","ks",{"v":0.1,"d":"10.00%"},{"v":1321.32,"d":"1,321.32"},{"v":1321.32,"d":"1,321.32"},{"v":0,"d":"0.00"},{"v":0,"d":"0.0000%"},"I","NCH, ORT, UCH",90211010]
[3672,"XD5.1","X03964","P95844","Klietka cervikálna ACC","pre artrodézu; rôzne tvary a veľkosti","TSU-IT","IT","ks",{"v":0.1,"d":"10.00%"},{"v":1327.01,"d":"1,327.01"},{"v":1327.01,"d":"1,327.01"},{"v":0,"d":"0.00"},{"v":0,"d":"0.0000%"},"I","NCH, ORT, UCH",90213990]
[3673,"XD5.1","X03733","P94644","Implantát krčný Scarlet AC-T","bez/s kostnou výplňou, s inštrumentáriom, rôzne typy","SPJ","CH","ks",{"v":0.1,"d":"10.00%"},{"v":1351.7,"d":"1,351.70"},{"v":1351.7,"d":"1,351.70"},{"v":0,"d":"0.00"},{"v":0,"d":"0.0000%"},"I","NCH, ORT, UCH",90213990]
[3674,"XD5.1","X05257","P2287A","Systém na prednú krčnú artrodézu TRYPTIK Ti","s inštrumentáriom, rôzne druhy a veľkosti","SPJ","CH","ks",{"v":0.1,"d":"10.00%"},{"v":1379,"d":"1,379.00"},{"v":1379,"d":"1,379.00"},{"v":0,"d":"0.00"},{"v":0,"d":"0.0000%"},"I","NCH, ORT, UCH",90211010]
[3675,"XD5.1","X02408","P92193","Náhrada medzistavcovej platničky Biolign STACC","Peek, 5,5/6,5/7,5/8,5 x 14mm. 2 fixačné skrutky 14-18mm","EIT","ZA","ks",{"v":0.1,"d":"10.00%"},{"v":1380.01,"d":"1,380.01"},{"v":1380.01,"d":"1,380.01"},{"v":0,"d":"0.00"},{"v":0,"d":"0.0000%"},"I","NCH, ORT, UCH",90213990]
[3676,"XD5.1","X05324","P2483A","Systém samostatný pre krčnú chrbticu LONESTAR","s príslušenstvom, rôzne typy","ORX","US","ks",{"v":0.1,"d":"10.00%"},{"v":1385.45,"d":"1,385.45"},{"v":1385.45,"d":"1,385.45"},{"v":0,"d":"0.00"},{"v":0,"d":"0.0000%"},"I","NCH, ORT, UCH",90219090,11534]
[3677,"XD5.1","X05172","P1943A","Náhrada medzistavcovej platničky DIVA 3D - krčné","titánová mesh krčná s fixáciou, bez fixácie, rôzne veľkosti","NSP","FR","ks",{"v":0.1,"d":"10.00%"},{"v":1388,"d":"1,388.00"},{"v":1388,"d":"1,388.00"},{"v":0,"d":"0.00"},{"v":0,"d":"0.0000%"},"I","NCH, ORT, UCH",90213100]
[3678,"XD5.1","X02436","P32509,P92516","Náhrada medzistavcovej platničky CeSpace XP","výška 4-9mm, priemer 14 a 16mm, hĺbka 11,5; peek s titánovým povrchom plasmapore; výplň 2,5ml NANOGEL","BME","DE","ks",{"v":0.1,"d":"10.00%"},{"v":1390,"d":"1,390.00"},{"v":1390,"d":"1,390.00"},{"v":0,"d":"0.00"},{"v":0,"d":"0.0000%"},"I","NCH, ORT, UCH",90213990]
[3679,"XD5.1","X03402","P93757","Klietka chirurgická Orthobion ACIF","pre prednú cervikálnu intervertebrálnu fúziu","OTB","DE","ks",{"v":0.1,"d":"10.00%"},{"v":1391.5,"d":"1,391.50"},{"v":1391.5,"d":"1,391.50"},{"v":0,"d":"0.00"},{"v":0,"d":"0.0000%"},"I","NCH, ORT, UCH",90213100]
[3680,"XD5.1","X00198","P71280","Zero P (profile)","náhrada krcnej platnicky, šírka 15 x dlžka 13,5mm x výška 5-12mm,  3 typy: lordotický, konvexný paralelný, s fixáciou 2-4 skrutkami d 12-16mm, priemer 3mm","SYT-CH","CH","ks",{"v":0.1,"d":"10.00%"},{"v":1391.5,"d":"1,391.50"},{"v":1391.5,"d":"1,391.50"},{"v":0,"d":"0.00"},{"v":0,"d":"0.0000%"},"I","NCH, ORT, UCH",90219090]
[3681,{"$nulls":3},"XD5.2 Náhrady medzistavcových platničiek - driekové predné (ALIF, DLIF)",{"$nulls":10},{"v":1246.3,"d":"1,246.300000"},"ks"]
[3682,"XD5.2","X03087","P83721","Náhrada medzistavcovej platničky tezo-A","drieková predná (ALIF)","ULR","DE","ks",{"v":0.1,"d":"10.00%"},{"v":1202,"d":"1,202.00"},{"v":1202,"d":"1,202.00"},{"v":0,"d":"0.00"},{"v":0,"d":"0.0000%"},"I","NCH, ORT, UCH",90211010]
[3683,"XD5.2","X05165","P0631A","Klietka intersomatická predná lumbálna SCARLET AL-T","rôzne veľkosti, s inštrumentáriom","SPJ","CH","ks",{"v":0.1,"d":"10.00%"},{"v":1234.08,"d":"1,234.08"},{"v":1234.08,"d":"1,234.08"},{"v":0,"d":"0.00"},{"v":0,"d":"0.0000%"},"I","NCH, ORT, UCH",90213100]
[3684,"XD5.2","X04805","P99337","Systém spinálnych implantátov BASE","interfixovaný predný titánový implantát, s inštrumentáriom","NUI","US","ks",{"v":0.1,"d":"10.00%"},{"v":1234.08,"d":"1,234.08"},{"v":1234.08,"d":"1,234.08"},{"v":0,"d":"0.00"},{"v":0,"d":"0.0000%"},"I","NCH, ORT, UCH",90213100]
[3685,"XD5.2","X01784","P90772","Náhrada medzistavcovej platničky Avenue-L, klietka","časť 1/2:drieková bočná laterálna, veľkosť 17x22x30-60mm, výška 8-16 mm,uhol 0, 6, 10,14 stupňov","LDR","FR","ks",{"v":0.1,"d":"10.00%"},{"v":1234.2,"d":"1,234.20"},{"v":1234.2,"d":"1,234.20"},{"v":0,"d":"0.00"},{"v":0,"d":"0.0000%"},"I","NCH, ORT, UCH",90219090]
[3686,"XD5.2","X01502","P82070","Náhrada medzistavcovej platničky ROI-A","časť 1/2:drieková predná (ALIF), veľkosť 23x26mm, 27x33mm, 28x35mm, 30x33mm, 33x36mm, Výška 10-16mm, uhol 2,6,10,14 stupňov","LDR","FR","ks",{"v":0.1,"d":"10.00%"},{"v":1234.2,"d":"1,234.20"},{"v":1234.2,"d":"1,234.20"},{"v":0,"d":"0.00"},{"v":0,"d":"0.0000%"},"I","NCH, ORT, UCH",90213100]
[3687,"XD5.2","X01608","P90930","Systém implantovateľný Alphatec Solus","predná intervertebrálna fúzia","APP","US","ks",{"v":0.1,"d":"10.00%"},{"v":1452,"d":"1,452.00"},{"v":1246.3,"d":"1,246.30"},{"v":205.7,"d":"205.70"},{"v":0.14166700000000002,"d":"14.1667%"},"S","NCH, ORT, UCH",90211010]
[3688,"XD5.2","X00268","P83721","Náhrada medzistavcovej platničky pezo-A","drieková predná (ALIF)","ULR","DE","ks",{"v":0.1,"d":"10.00%"},{"v":1533.31,"d":"1,533.31"},{"v":1246.3,"d":"1,246.30"},287.01,{"v":0.187183,"d":"18.7183%"},"S","NCH, ORT, UCH",90211010]
[3689,"XD5.2","X01783","P90773","Náhrada medzistavcovej platničky Avenue-L, kotviace spinálne klipy","časť 2/2:horný a dolný spinálny kotviaci klip, veľkosť S, M, L","LDR","FR","ks",{"v":0.1,"d":"10.00%"},{"v":786.5,"d":"786.50"},11.22,775.28,{"v":0.9857340000000001,"d":"98.5734%"},"S","NCH, ORT, UCH",90219090]
[3690,"XD5.2","X01501","P82070","Náhrada medzistavcovej platničky ROI-A KOTVY","časť 2/2:drieková predná (ALIF), 2 ks kotviace doštičky veľkosti S, M, L","LDR","FR","ks",{"v":0.1,"d":"10.00%"},863.41,11.22,852.19,{"v":0.987005,"d":"98.7005%"},"S","NCH, ORT, UCH",90213100]
[3691,{"$nulls":3},"XD5.3 Náhrady medzistavcových platničiek  - driekové transforaminálne (TLIF)",{"$nulls":10},{"v":1718.2,"d":"1,718.200000"},"ks"]
[3692,"XD5.3","X00576","P84487","Náhrady medzistavcových platničiek - driekové transforaminálne TLIF","Ardis materiál PEEK Optima","ZIM","US","ks",{"v":0.1,"d":"10.00%"},598.71,598.71,{"v":0,"d":"0.00"},{"v":0,"d":"0.0000%"},"I","NCH, ORT, UCH",90211010]
[3693,"XD5.3","X01503","P82071","Náhrada medzistavcovej platničky ROI-T","drieková transforaminálna (TLIF), veľkosť 12x30mm, výška 8-16mm,uhol 0, 5, 9 stupňov","LDR","FR","ks",{"v":0.1,"d":"10.00%"},{"v":907.5,"d":"907.50"},{"v":907.5,"d":"907.50"},{"v":0,"d":"0.00"},{"v":0,"d":"0.0000%"},"I","NCH, ORT, UCH",90213990]
[3694,"XD5.3","X04782","P96884","Náhrada medzistavcovej platničky Roccia","drieková  (multilif), veľkosť 34mm a 40mm. Výška 7-13mm, uhol 5 a 10 stupňov.","SYM","GE","ks",{"v":0.1,"d":"10.00%"},{"v":955.9,"d":"955.90"},{"v":955.9,"d":"955.90"},{"v":0,"d":"0.00"},{"v":0,"d":"0.0000%"},"I","NCH, ORT, UCH",90213100]
[3695,"XD5.3","X02505","P73592","Náhrady medzistavcových platničiek –driekové transforaminálne(TLIF)  Ardis","materiál Trabecular Metal ™ (porózny tantal)","ZIM","US","ks",{"v":0.1,"d":"10.00%"},{"v":1080,"d":"1,080.00"},{"v":1080,"d":"1,080.00"},{"v":0,"d":"0.00"},{"v":0,"d":"0.0000%"},"I","NCH, ORT, UCH",9021109000]
[3696,"XD5.3","X01603","P90926","Systém spacer spinálny Novel Spinal","TLIF implantovateľný","APP","US","ks",{"v":0.1,"d":"10.00%"},{"v":1089,"d":"1,089.00"},{"v":1089,"d":"1,089.00"},{"v":0,"d":"0.00"},{"v":0,"d":"0.0000%"},"I","NCH, ORT, UCH",90211010]
[3697,"XD5.3","X00212","P71280","OPAL (Oblique Posterior Atraumatic Lumbar cage system)","šírka 10 x dlžka 28mm výška 7-17mm (po1mm), šírka 10mm x dlžka 32mm výška 7-17mm (po 1 mm)","SYT-CH","CH","ks",{"v":0.1,"d":"10.00%"},{"v":1125.3,"d":"1,125.30"},{"v":1125.3,"d":"1,125.30"},{"v":0,"d":"0.00"},{"v":0,"d":"0.0000%"},"I","NCH, ORT, UCH",90219090]
[3698,"XD5.3","X04327","P96783","Náhrada medzistavcovej platničky Juliet Ti OL / Ti PO /Ti TL","titánová; rôzne veľkosti","SPJ","CH","ks",{"v":0.1,"d":"10.00%"},{"v":1232.88,"d":"1,232.88"},{"v":1232.88,"d":"1,232.88"},{"v":0,"d":"0.00"},{"v":0,"d":"0.0000%"},"I","NCH, ORT, UCH",90213990]
[3699,"XD5.3","X03089","P83721","Náhrada medzistavcovej platničky tezo-T","drieková transforaminálna (TLIF)","ULR","DE","ks",{"v":0.1,"d":"10.00%"},{"v":1239,"d":"1,239.00"},{"v":1239,"d":"1,239.00"},{"v":0,"d":"0.00"},{"v":0,"d":"0.0000%"},"I","NCH, ORT, UCH",90211010]
[3700,"XD5.3","X00207","P84291","Náhrada driekovej medzistavcovej platničky (transforaminálna) Concorde Bulleted","šírka 9 a 11mm; výška 7-13mm; dľžka 23, 27, 31 a 35 mm","DPI-CH","CH","ks",{"v":0.1,"d":"10.00%"},{"v":1311.64,"d":"1,311.64"},{"v":1311.64,"d":"1,311.64"},{"v":0,"d":"0.00"},{"v":0,"d":"0.0000%"},"I","NCH, ORT, UCH",90213100]
[3701,"XD5.3","X01580","P71280","T-PAL cage + ChronOS","náhrada medzistavcovej platnicky driekovej chrbtice z transforaminálneho prístupu, lordotický tvar 5°, velkost 10x28mm a 12x31, výška 7-17mm, výpln náhradou kostného tkaniva ChronOS","SYT-CH","CH","ks",{"v":0.1,"d":"10.00%"},{"v":1330.03,"d":"1,330.03"},{"v":1330.03,"d":"1,330.03"},{"v":0,"d":"0.00"},{"v":0,"d":"0.0000%"},"I","NCH, ORT, UCH",90219090]
[3702,"XD5.3","X04800","P99237","Systém medzistavcový spojovací Interbody System ProTi 360°","ACIS / CONCORDE / T-PAL; rôzne typy a velkosti","TBR","US","ks",{"v":0.1,"d":"10.00%"},{"v":1345,"d":"1,345.00"},{"v":1345,"d":"1,345.00"},{"v":0,"d":"0.00"},{"v":0,"d":"0.0000%"},"I","NCH, ORT, UCH",90211010]
[3703,"XD5.3","X00211","P71280","Travios","šírka 10 x dlžka 27mm výška 7-17mm (po1mm), šírka 10mm x dlžka 30mm výška 7-17mm (po 1 mm), šírka 10mm x dlžka 33mm výška 7-17mm (po 1 mm),","SYT-CH","CH","ks",{"v":0.1,"d":"10.00%"},{"v":1355.2,"d":"1,355.20"},{"v":1355.2,"d":"1,355.20"},{"v":0,"d":"0.00"},{"v":0,"d":"0.0000%"},"I","NCH, ORT, UCH",90219090]
[3704,"XD5.3","X00548","P89032","Implantát spinálny GLOBUS s príslušenstvom","Rozperka SUSTAIN, rôzne druhy","GLM","US","ks",{"v":0.1,"d":"10.00%"},{"v":1375.69,"d":"1,375.69"},{"v":1375.69,"d":"1,375.69"},{"v":0,"d":"0.00"},{"v":0,"d":"0.0000%"},"I","NCH, ORT, UCH",90213990]
[3705,"XD5.3","X04807","P99338","Systém spinálnych implantátov CoRoent Small / CoRoent TL","rôzne veľkosti, s inštrumentáriom","NUI","US","ks",{"v":0.1,"d":"10.00%"},{"v":1406.49,"d":"1,406.49"},{"v":1406.49,"d":"1,406.49"},{"v":0,"d":"0.00"},{"v":0,"d":"0.0000%"},"I","NCH, ORT, UCH",90213990]
[3706,"XD5.3","X05325","P2492A","Systém separátorov FORZA PTC","rôzne typy","ORX","US","ks",{"v":0.1,"d":"10.00%"},{"v":1424.17,"d":"1,424.17"},{"v":1424.17,"d":"1,424.17"},{"v":0,"d":"0.00"},{"v":0,"d":"0.0000%"},"I","NCH, ORT, UCH",90219090,11530]
[3707,"XD5.3","X05175","P1566A","Implantát spinálny TSPACE 3D","fixátor bederný a hrudnodriekový - klietka s príslušenstvom, rôzne rozmery","AES","DE","ks",{"v":0.1,"d":"10.00%"},{"v":1446.28,"d":"1,446.28"},{"v":1446.28,"d":"1,446.28"},{"v":0,"d":"0.00"},{"v":0,"d":"0.0000%"},"I","NCH, ORT, UCH",90213100]
[3708,"XD5.3","X02255","P91530,P91531","Implantát - náhrada medzistavcovej platničky drieková JULIET","TLIF s výplňami JULIET, rôzne druhy a veľkosti","SPJ","CH","ks",{"v":0.1,"d":"10.00%"},{"v":1461.78,"d":"1,461.78"},{"v":1461.78,"d":"1,461.78"},{"v":0,"d":"0.00"},{"v":0,"d":"0.0000%"},"I","NCH, ORT, UCH",90213990]
[3709,"XD5.3","X00204","P89248","Fixátor implantabilný torakolumbálny Biomet Ibex","Rôzne komponenty v rôznych rozmeroch. Výška 7mm, 9mm, 11mm, 13mm, 15mm, 17mm. Lordotický uhol 0 a 6. Typ titan, peek","BIM","US","ks",{"v":0.1,"d":"10.00%"},{"v":1500.4,"d":"1,500.40"},{"v":1500.4,"d":"1,500.40"},{"v":0,"d":"0.00"},{"v":0,"d":"0.0000%"},"I","NCH, ORT, UCH",90213100]
[3710,"XD5.3","X00210","P32516","Náhrada medzistavcovej platničky T-Space","drieková transforaminálna (TLIF), titanové prevedenie - dĺžka 26-30mm, výška 7-17mm, šírka 12mm, uhol 5 a 8 stupňov. Prevedenie PEEK - dĺžka 26-34mm, výška 7-17mm, šírka 11mm, uhol 5 stupňov","AES","DE","ks",{"v":0.1,"d":"10.00%"},{"v":1512.5,"d":"1,512.50"},{"v":1512.5,"d":"1,512.50"},{"v":0,"d":"0.00"},{"v":0,"d":"0.0000%"},"I","NCH, ORT, UCH",90213990]
[3711,"XD5.3","X05047","P0806A","Systém medzistavcový spojovací Modulus","s inštrumentáriom; rôzne veľkosti","NUI","US","ks",{"v":0.1,"d":"10.00%"},{"v":1626,"d":"1,626.00"},{"v":1626,"d":"1,626.00"},{"v":0,"d":"0.00"},{"v":0,"d":"0.0000%"},"I","NCH, ORT, UCH",90211010]
[3712,"XD5.3","X05248","P2149A","Náhrada medzistavcovej platničky ADONIS TLIF PEEK","5 výšok, 2 uhly sklonu","HUH","DE","ks",{"v":0.1,"d":"10.00%"},{"v":1640,"d":"1,640.00"},{"v":1640,"d":"1,640.00"},{"v":0,"d":"0.00"},{"v":0,"d":"0.0000%"},"I","NCH, ORT, UCH",90211010]
[3713,"XD5.3","X05240","P1943A","Náhrada medzistavcovej platničky DIVA 3D - TLIF","titánová mesh, rôzne veľkosti","NSP","FR","ks",{"v":0.1,"d":"10.00%"},{"v":1655,"d":"1,655.00"},{"v":1655,"d":"1,655.00"},{"v":0,"d":"0.00"},{"v":0,"d":"0.0000%"},"I","NCH, ORT, UCH",90213100]
[3714,"XD5.3","X05243","P0358A","Systém spinálny Artic-L 3D Ti","s technológiou TiONIC; rôzne modely","MDC","US","ks",{"v":0.1,"d":"10.00%"},{"v":1658,"d":"1,658.00"},{"v":1658,"d":"1,658.00"},{"v":0,"d":"0.00"},{"v":0,"d":"0.0000%"},"I","NCH, ORT, UCH",90189084]
[3715,"XD5.3","X00203","P87272","Klietka medzistavcová CLIA, s príslušenstvom, chrbticový implantát","1x klietka medzistavcová CLIA","FRD","FR","ks",{"v":0.1,"d":"10.00%"},{"v":1658.99,"d":"1,658.99"},{"v":1658.99,"d":"1,658.99"},{"v":0,"d":"0.00"},{"v":0,"d":"0.0000%"},"I","NCH, ORT, UCH",90213100]
[3716,"XD5.3","X05246","P2149A","Náhrada medzistavcovej platničky ADONIS TLIF Ti","5 výšok, 2 uhly sklonu","HUH","DE","ks",{"v":0.1,"d":"10.00%"},{"v":1662,"d":"1,662.00"},{"v":1662,"d":"1,662.00"},{"v":0,"d":"0.00"},{"v":0,"d":"0.0000%"},"I","NCH, ORT, UCH",90211010]
[3717,"XD5.3","X00267","P83721","Náhrada medzistavcovej platničky pezo-T","drieková transforaminálna (TLIF)","ULR","DE","ks",{"v":0.1,"d":"10.00%"},{"v":1665.32,"d":"1,665.32"},{"v":1665.32,"d":"1,665.32"},{"v":0,"d":"0.00"},{"v":0,"d":"0.0000%"},"I","NCH, ORT, UCH",90211010]
[3718,"XD5.3","X05247","P2149A","Náhrada medzistavcovej platničky ADONIS TLIF R-PEEK-Ti","5 výšok, 2 uhly sklonu","HUH","DE","ks",{"v":0.1,"d":"10.00%"},{"v":1710,"d":"1,710.00"},{"v":1710,"d":"1,710.00"},{"v":0,"d":"0.00"},{"v":0,"d":"0.0000%"},"I","NCH, ORT, UCH",90211010]
[3719,"XD5.3","X00202","P76971","Implantáty spinál. Medtronic Capstone","dĺžka: 22mm, 26, 32 36mm, výška: 8mm,10, 12, 14, 16mm","MDC","US","ks",{"v":0.1,"d":"10.00%"},{"v":1716.99,"d":"1,716.99"},{"v":1716.99,"d":"1,716.99"},{"v":0,"d":"0.00"},{"v":0,"d":"0.0000%"},"I","NCH, ORT, UCH",90213990]
[3720,"XD5.3","X03965","P95845","Klietka transforaminálna zadná ACT","pre lumbálnu artrodézu (TLIF); rôzne tvary a veľkosti","TSU-IT","IT","ks",{"v":0.1,"d":"10.00%"},{"v":1717,"d":"1,717.00"},{"v":1717,"d":"1,717.00"},{"v":0,"d":"0.00"},{"v":0,"d":"0.0000%"},"I","NCH, ORT, UCH",90213990]
[3721,"XD5.3","X03742","J95287","Implantát bedrovej chrbtice medzistavcový TLIF","1 x Implantát bedrovej chrbtice medzistavcový TLIF s príslušenstvom, rôzne typy","EMH","DE","ks",{"v":0.1,"d":"10.00%"},{"v":1718.01,"d":"1,718.01"},{"v":1718.01,"d":"1,718.01"},{"v":0,"d":"0.00"},{"v":0,"d":"0.0000%"},"I","NCH, ORT, UCH",90213990]
[3722,"XD5.3","X00201","P76971","Implantáty spinál. Medtronic Capstone","dĺžka: 22mm, 26, 32,36mm, výška: 8mm,10, 12,14,16mm, Capstone s výplňou hydroxyapatitu","MDC","US","ks",{"v":0.1,"d":"10.00%"},{"v":1718.2,"d":"1,718.20"},{"v":1718.2,"d":"1,718.20"},{"v":0,"d":"0.00"},{"v":0,"d":"0.0000%"},"I","NCH, ORT, UCH",90213990]
[3723,"XD5.3","X00209","P32516,P77020","Náhrada medzistavcovej platničky T-Space","drieková transforaminálna (TLIF), titanové prevedenie - dĺžka 26-30mm, výška 7-17mm, šírka 12mm, uhol 5 a 8 stupňov. Prevedenie PEEK - dĺžka 26-34mm, výška 7-17mm, šírka 11mm, uhol 5 stupňov, náhrada kostnej hmoty OSTIM","AES","DE","ks",{"v":0.1,"d":"10.00%"},{"v":1718.2,"d":"1,718.20"},{"v":1718.2,"d":"1,718.20"},{"v":0,"d":"0.00"},{"v":0,"d":"0.0000%"},"I","NCH, ORT, UCH",90213990]
[3724,"XD5.3","X02437","P32516,P92516","Náhrada medzistavcovej platničky T-Space","TLIF, dĺžka 26-34mm, výška 7-17mm, šírka 11mm, uhol 5 stupňov, výplň 2,5ml NANOGEL","BME","DE","ks",{"v":0.1,"d":"10.00%"},{"v":1718.2,"d":"1,718.20"},{"v":1718.2,"d":"1,718.20"},{"v":0,"d":"0.00"},{"v":0,"d":"0.0000%"},"I","NCH, ORT, UCH",90213990]
[3725,"XD5.3","X02362","P91992","Spinálny systém FUSE","Šírka 7 – 9,5 mm,  Dlžka 24,5mm","MDC","US","ks",{"v":0.1,"d":"10.00%"},{"v":1718.2,"d":"1,718.20"},{"v":1718.2,"d":"1,718.20"},{"v":0,"d":"0.00"},{"v":0,"d":"0.0000%"},"I","NCH, ORT, UCH",90213990]
[3726,"XD5.3","X02363","P91998","Spinálny systém LOOP","šírka 10 mm, výška 7-13 mm, dĺžka 32,5 mm","MDC","US","ks",{"v":0.1,"d":"10.00%"},{"v":1718.2,"d":"1,718.20"},{"v":1718.2,"d":"1,718.20"},{"v":0,"d":"0.00"},{"v":0,"d":"0.0000%"},"I","NCH, ORT, UCH",30213990]
[3727,"XD5.3","X02361","P91991","Spinálny systém WAVE D","šírka 9,5mm; výška 9-15 mm","MDC","US","ks",{"v":0.1,"d":"10.00%"},{"v":1718.2,"d":"1,718.20"},{"v":1718.2,"d":"1,718.20"},{"v":0,"d":"0.00"},{"v":0,"d":"0.0000%"},"I","NCH, ORT, UCH",90213990]
[3728,"XD5.3","X02358","P91596","Spinálny systém WAVE O","šírka 12mm, výška 9-16mm","MDC","US","ks",{"v":0.1,"d":"10.00%"},{"v":1718.2,"d":"1,718.20"},{"v":1718.2,"d":"1,718.20"},{"v":0,"d":"0.00"},{"v":0,"d":"0.0000%"},"I","NCH, ORT, UCH",90213990]
[3729,"XD5.3","X00205","P68687","Náhrada driekovej medzistavcovej platničky - Cougar LS","hrúbky 7-18mm, paralelné a 5° lordotické","DPI-US01","US","ks",{"v":0.1,"d":"10.00%"},{"v":2200,"d":"2,200.00"},{"v":1718.2,"d":"1,718.20"},{"v":481.8,"d":"481.80"},{"v":0.21899999999999997,"d":"21.9000%"},"S","NCH, ORT, UCH",90213100]
[3730,{"$nulls":3},"XD5.4 Náhrady medzistavcových platničiek  - driekové zadné (PLIF)",{"$nulls":10},{"v":1742.4,"d":"1,742.400000"},"pár"]
[3731,"XD5.4","X05155","P99212,P99213","Náhrada bedrovej medzistavcovej platničky IMPLASPIN","z materiálu PEEK alebo titán; rôzne typy","LSK","CZ","ks",{"v":0.1,"d":"10.00%"},672.76,672.76,{"v":0,"d":"0.00"},{"v":0,"d":"0.0000%"},"I","NCH, ORT, UCH",90213990]
[3732,"XD5.4","X00575","P84487","Náhrady medzistavcových platničiek - driekové zadné PLIF","Ardis materiál PEEK Optima","ZIM","US","pár",{"v":0.1,"d":"10.00%"},{"v":1198,"d":"1,198.00"},{"v":1198,"d":"1,198.00"},{"v":0,"d":"0.00"},{"v":0,"d":"0.0000%"},"I","NCH, ORT, UCH",90211010]
[3733,"XD5.4","X00216","P89249","Fixátor implantabilný torakolumbálny Biomet ESL","Rôzne komponenty v rôznych rozmeroch. Veľkosť 8mm až 58mm. Typ titan a peek.","BIM","US","pár",{"v":0.1,"d":"10.00%"},{"v":1270.5,"d":"1,270.50"},{"v":1270.5,"d":"1,270.50"},{"v":0,"d":"0.00"},{"v":0,"d":"0.0000%"},"I","NCH, ORT, UCH",90213100]
[3734,"XD5.4","X00270","P83721","Náhrada medzistavcovej platničky pezo-P","drieková zadná (PLIF)","ULR","DE","pár",{"v":0.1,"d":"10.00%"},{"v":1306.8,"d":"1,306.80"},{"v":1306.8,"d":"1,306.80"},{"v":0,"d":"0.00"},{"v":0,"d":"0.0000%"},"I","NCH, ORT, UCH",90211010]
[3735,"XD5.4","X04777","P93758","Klietka chirurgická Orthobion PLIF","pre zadnú lumbálnu intervertebrálnu fúziu","OTB","DE","pár",{"v":0.1,"d":"10.00%"},{"v":1331,"d":"1,331.00"},{"v":1331,"d":"1,331.00"},{"v":0,"d":"0.00"},{"v":0,"d":"0.0000%"},"I","NCH, ORT, UCH",90213100]
[3736,"XD5.4","X05326","P2492A","Systém separátorov FORZA PTC","rôzne typy","ORX","US","ks",{"v":0.1,"d":"10.00%"},{"v":1424.17,"d":"1,424.17"},{"v":1424.17,"d":"1,424.17"},{"v":0,"d":"0.00"},{"v":0,"d":"0.0000%"},"I","NCH, ORT, UCH",90219090,11526]
[3737,"XD5.4","X05176","P1566A","Implantát spinálny PROSPACE 3D","fixátor bederný a hrudnodriekový - klietka s príslušenstvom, rôzne rozmery","AES","DE","ks",{"v":0.1,"d":"10.00%"},{"v":1465.72,"d":"1,465.72"},{"v":1465.72,"d":"1,465.72"},{"v":0,"d":"0.00"},{"v":0,"d":"0.0000%"},"I","NCH, ORT, UCH",90213100]
[3738,"XD5.4","X03088","P83721","Náhrada medzistavcovej platničky tezo-P","drieková zadná (PLIF)","ULR","DE","pár",{"v":0.1,"d":"10.00%"},{"v":1475,"d":"1,475.00"},{"v":1475,"d":"1,475.00"},{"v":0,"d":"0.00"},{"v":0,"d":"0.0000%"},"I","NCH, ORT, UCH",90211010]
[3739,"XD5.4","X00220","P71280","Plivios Chronos","šírka 8 x dlžka 22mm výška 7-17mm (výsky sú po 2mm),","SYT-CH","CH","pár",{"v":0.1,"d":"10.00%"},{"v":1476.2,"d":"1,476.20"},{"v":1476.2,"d":"1,476.20"},{"v":0,"d":"0.00"},{"v":0,"d":"0.0000%"},"I","NCH, ORT, UCH",90219090]
[3740,"XD5.4","X05245","P2149A","Náhrada medzistavcovej platničky ADONIS PLIF PEEK","4 dĺžky, 5 výšok, 3 uhly sklonu","HUH","DE","pár",{"v":0.1,"d":"10.00%"},{"v":1489,"d":"1,489.00"},{"v":1489,"d":"1,489.00"},{"v":0,"d":"0.00"},{"v":0,"d":"0.0000%"},"I","NCH, ORT, UCH",90211010]
[3741,"XD5.4","X05244","P2149A","Náhrada medzistavcovej platničky ADONIS PLIF Ti","4 dĺžky, 5 výšok, 3 uhly sklonu","HUH","DE","pár",{"v":0.1,"d":"10.00%"},{"v":1489,"d":"1,489.00"},{"v":1489,"d":"1,489.00"},{"v":0,"d":"0.00"},{"v":0,"d":"0.0000%"},"I","NCH, ORT, UCH",90211010]
[3742,"XD5.4","X00219","P32503","Náhrada medzistavcovej platničky ProSpace","drieková zadná PLIF, 2ks implantátu. titanové prevedenie - dĺžka 16-26mm, výška 7-13mm, šírka 7-9mm, uhol 0, 5 a 8 stupňov. PEEK - dĺžka 19-26mm, výška 7-17mm, šírka 8-10,5mm, uhol 0, 5 a 8 stupňov","AES","DE","pár",{"v":0.1,"d":"10.00%"},{"v":1500.4,"d":"1,500.40"},{"v":1500.4,"d":"1,500.40"},{"v":0,"d":"0.00"},{"v":0,"d":"0.0000%"},"I","NCH, ORT, UCH",90213990]
[3743,"XD5.4","X05177","P1566A","Implantát spinálny PROSPACE 3D OBLIQUE","fixátor bederný a hrudnodriekový - klietka s príslušenstvom, rôzne rozmery","AES","DE","ks",{"v":0.1,"d":"10.00%"},{"v":1616.96,"d":"1,616.96"},{"v":1616.96,"d":"1,616.96"},{"v":0,"d":"0.00"},{"v":0,"d":"0.0000%"},"I","NCH, ORT, UCH",90213100]
[3744,"XD5.4","X05272","P92464","Náhrada medzistavcovej platničky Ventura NM coated","rôzne veľkosti","SSN","US","pár",{"v":0.1,"d":"10.00%"},{"v":1675.17,"d":"1,675.17"},{"v":1675.17,"d":"1,675.17"},{"v":0,"d":"0.00"},{"v":0,"d":"0.0000%"},"I","NCH, ORT, UCH",90213990]
[3745,"XD5.4","X02434","P32503,P92516","Náhrada medzistavcovej platničky ProSpace","PLIF, dĺžka 19-26mm, výška 7-17mm, šírka 8-10,5mm, uhol 0,5 a 8 stupňov, výplň 2,5ml NANOGEL","BME","DE","pár",{"v":0.1,"d":"10.00%"},{"v":1681.9,"d":"1,681.90"},{"v":1681.9,"d":"1,681.90"},{"v":0,"d":"0.00"},{"v":0,"d":"0.0000%"},"I","NCH, ORT, UCH",90213990]
[3746,"XD5.4","X00218","P32503,P77020","Náhrada medzistavcovej platničky ProSpace","drieková zadná PLIF, 2ks implantátu, dĺžka 19-26mm, výška 7-17mm, šírka 8-10,5mm, uhol 0, 5 a 8 stupňov, výplň OSTIM 2ml","AES","DE","pár",{"v":0.1,"d":"10.00%"},{"v":1681.9,"d":"1,681.90"},{"v":1681.9,"d":"1,681.90"},{"v":0,"d":"0.00"},{"v":0,"d":"0.0000%"},"I","NCH, ORT, UCH",90213990]
[3747,"XD5.4","X05239","P1943A","Náhrada medzistavcovej platničky DIVA 3D - PLIF","titánová mesh zadná PLIF, rôzne veľkosti","NSP","FR","ks",{"v":0.1,"d":"10.00%"},{"v":1710,"d":"1,710.00"},{"v":1710,"d":"1,710.00"},{"v":0,"d":"0.00"},{"v":0,"d":"0.0000%"},"I","NCH, ORT, UCH",90213100]
[3748,"XD5.4","X02256","P91530,P91531","Implantát - náhrada medzistavcovej platničky drieková JULIET","PLIF s výplňami JULIET, rôzne druhy a veľkosti","SPJ","CH","pár",{"v":0.1,"d":"10.00%"},{"v":1710.94,"d":"1,710.94"},{"v":1710.94,"d":"1,710.94"},{"v":0,"d":"0.00"},{"v":0,"d":"0.0000%"},"I","NCH, ORT, UCH",90213990]
[3749,"XD5.4","X02607","P92464","Implantát - náhrada medzistavcovej platničky Ventura, rozne druhy a vel´kosti","rozne veľkosti","SSN","US","pár",{"v":0.1,"d":"10.00%"},{"v":1714.57,"d":"1,714.57"},{"v":1714.57,"d":"1,714.57"},{"v":0,"d":"0.00"},{"v":0,"d":"0.0000%"},"I","NCH, ORT, UCH",90213990]
[3750,"XD5.4","X02603","P92463","Pacifica",null,"SSN","US","pár",{"v":0.1,"d":"10.00%"},{"v":1739.98,"d":"1,739.98"},{"v":1739.98,"d":"1,739.98"},{"v":0,"d":"0.00"},{"v":0,"d":"0.0000%"},"I","NCH, ORT, UCH",90211010]
[3751,"XD5.4","X04328","P96783","Náhrada medzistavcovej platničky Juliet Ti OL / Ti PO","titánová; rôzne veľkosti","SPJ","CH","pár",{"v":0.1,"d":"10.00%"},{"v":1740,"d":"1,740.00"},{"v":1740,"d":"1,740.00"},{"v":0,"d":"0.00"},{"v":0,"d":"0.0000%"},"I","NCH, ORT, UCH",90213990]
[3752,"XD5.4","X02383","P32503","Náhrada medzistavcovej platničky ProSpace XP","drieková zadná PLIF, 2ks implantátu, dĺžka 22 a 26mm, výška 7-13mm, šírka 8,5 a 10,5mm, uhol 0, 5 a 8 stupňov, peek s titánovým povrchom plasmapore","AES","DE","pár",{"v":0.1,"d":"10.00%"},{"v":1740,"d":"1,740.00"},{"v":1740,"d":"1,740.00"},{"v":0,"d":"0.00"},{"v":0,"d":"0.0000%"},"I","NCH, ORT, UCH",90213990]
[3753,"XD5.4","X03967","P95847","Klietka zadná bočná ACP","pre lumbálnu artrodézu (PLIF); rôzne tvary a veľkosti","TSU-IT","IT","pár",{"v":0.1,"d":"10.00%"},{"v":1741,"d":"1,741.00"},{"v":1741,"d":"1,741.00"},{"v":0,"d":"0.00"},{"v":0,"d":"0.0000%"},"I","NCH, ORT, UCH",90213990]
[3754,"XD5.4","X00551","P89032","Implantát spinálny GLOBUS s príslušenstvom","Rozperka SUSTAIN, rôzne druhy","GLM","US","pár",{"v":0.1,"d":"10.00%"},{"v":1741.19,"d":"1,741.19"},{"v":1741.19,"d":"1,741.19"},{"v":0,"d":"0.00"},{"v":0,"d":"0.0000%"},"I","NCH, ORT, UCH",90213990]
[3755,"XD5.4","X00214","P76971","Implantáty spinál. Medtronic Capstone","dĺžka: 22mm,26, 32 36mm, výška: 8mm, 10, 12, 14, 16mm, Capstone","MDC","US","pár",{"v":0.1,"d":"10.00%"},{"v":1741.19,"d":"1,741.19"},{"v":1741.19,"d":"1,741.19"},{"v":0,"d":"0.00"},{"v":0,"d":"0.0000%"},"I","NCH, ORT, UCH",90213990]
[3756,"XD5.4","X03741","J95286","Implantát bedrovej chrbtice medzistavcový PLIF","1 x Implantát bedrovej chrbtice medzistavcový PLIF s príslušenstvom, rôzne typy","EMH","DE","pár",{"v":0.1,"d":"10.00%"},{"v":1742,"d":"1,742.00"},{"v":1742,"d":"1,742.00"},{"v":0,"d":"0.00"},{"v":0,"d":"0.0000%"},"I","NCH, ORT, UCH",90213990]
[3757,"XD5.4","X00213","P76971","Implnatáty spinál. Medtronic Capstone","dľžka: 22mm, 26, 32, 36mm, výška: 8mm, 10, 12, 14, 16mm, Casptone s výplňou hydroxyapatitu","MDC","US","pár",{"v":0.1,"d":"10.00%"},{"v":1742.4,"d":"1,742.40"},{"v":1742.4,"d":"1,742.40"},{"v":0,"d":"0.00"},{"v":0,"d":"0.0000%"},"I","NCH, ORT, UCH",90213990]
[3758,"XD5.4","X00574","P84540","Náhrady medzistavcových platničiek - driekové zadné PLIF","Fidji Lumbar materiál PEEK","ZIM","FR","pár",{"v":0.1,"d":"10.00%"},{"v":2108.99,"d":"2,108.99"},{"v":1742.4,"d":"1,742.40"},366.59,{"v":0.173823,"d":"17.3823%"},"S","NCH, ORT, UCH",90211010]
[3759,"XD5.4","X02506","P73592","Náhrady medzistavcových platničiek –driekové transforaminálne(TLIF)  Ardis","materiál Trabecular Metal ™ (porózny tantal)","ZIM","US","pár",{"v":0.1,"d":"10.00%"},{"v":2160,"d":"2,160.00"},{"v":1742.4,"d":"1,742.40"},{"v":417.6,"d":"417.60"},{"v":0.193333,"d":"19.3333%"},"S","NCH, ORT, UCH",9021109000]
[3760,"XD5.4","X00215","P87272","Klietka medzistavcová CLIA, s príslušenstvom, chrbticový implantát","2x klietka medzistavcová CLIA","FRD","FR","pár",{"v":0.1,"d":"10.00%"},{"v":2265,"d":"2,265.00"},{"v":1742.4,"d":"1,742.40"},{"v":522.6,"d":"522.60"},{"v":0.23072800000000002,"d":"23.0728%"},"S","NCH, ORT, UCH",90213100]
[3761,{"$nulls":3},"XD5.4.1 Náhrady medzistavcových platničiek- driekové zadné (PLIF) expandibilné",{"$nulls":10},{"v":968,"d":"968.000000"},"ks"]
[3762,"XD5.4.1","X04900","P98733","Klietka medzistavcová FUSION CAGE","chrbticový implantát","BFT","CN","ks",{"v":0.1,"d":"10.00%"},845.35,845.35,{"v":0,"d":"0.00"},{"v":0,"d":"0.0000%"},"I","NCH, ORT, UCH",90212900]
[3763,{"$nulls":3},"XD6 Náhrady medzistavcových platničiek statické samostatne stojace"]
[3764,{"$nulls":3},"XD6.1 Náhrady medzistavcových platničiek driekové predné s fixáciou (ALIF, XLIF, DLIF)",{"$nulls":10},{"v":3061.3,"d":"3,061.300000"},"set"]
[3765,"XD6.1","X01581","P71280","Oracle Cage System + ChroOS","náhrada medzistavcovej platnicky driekovej chrbtice z laterálneho prístupu, lordotického zahnutie 0-8stupnov, šírka 40-55mm dlžky 22mm výšky 9-17mm s výplnou ChronOS","SYT-CH","CH","set",{"v":0.1,"d":"10.00%"},{"v":1530.65,"d":"1,530.65"},{"v":1530.65,"d":"1,530.65"},{"v":0,"d":"0.00"},{"v":0,"d":"0.0000%"},"I","NCH, ORT",90219090]
[3766,"XD6.1","X00226","P71280","Synfix LR (Lumbar)","8°: šírka 32mm x dlžka 26mm x výška 12 - 19mm, 12°: šírka 32mm x dlžka 26mm x výška 12 -19mm, 8°: šírka 38mm x dlžka 30m m x výška 12 - 19mm,  12°: šírka 38mm x dlžka 30mm x výška 12 -19mm,","SYT-CH","CH","set",{"v":0.1,"d":"10.00%"},{"v":1535.56,"d":"1,535.56"},{"v":1535.56,"d":"1,535.56"},{"v":0,"d":"0.00"},{"v":0,"d":"0.0000%"},"I","NCH, ORT",90219090]
[3767,"XD6.1","X04939","P99338","Systém spinálnych implantátov CoRoent Small / CoRoent TL","rôzne veľkosti, s inštrumentáriom","NUI","US","set",{"v":0.1,"d":"10.00%"},{"v":2175.66,"d":"2,175.66"},{"v":2175.66,"d":"2,175.66"},{"v":0,"d":"0.00"},{"v":0,"d":"0.0000%"},"I","NCH, ORT",90211010]
[3768,"XD6.1","X00224","P89245","Klietka implantabilná predná Biomet Solitaire","Velkosť malé, stredné, velké. Výška 10mm,12mm,14mm,16mm,18mm,20mm. Stupne 6, 12. Skrutky 20mm,25mm,30mm.","BIM","US","set",{"v":0.1,"d":"10.00%"},{"v":2238.5,"d":"2,238.50"},{"v":2238.5,"d":"2,238.50"},{"v":0,"d":"0.00"},{"v":0,"d":"0.0000%"},"I","NCH, ORT",90213100]
[3769,"XD6.1","X04151","P95906","Implantát na podporu medzistavcových zrastov AVILA","rôzne modely","MDC","US","set",{"v":0.1,"d":"10.00%"},{"v":2762.43,"d":"2,762.43"},{"v":2762.43,"d":"2,762.43"},{"v":0,"d":"0.00"},{"v":0,"d":"0.0000%"},"I","NCH, ORT",90213100]
[3770,"XD6.1","X00223","P86367","Systém chrbticový Sovereign","pôdorys: malý – 32mm x 23mmstredný – 37mm x 27mmveľký – 42mm x 30mm      výška: 10mm, 12, 14, 16, 18, 20mm      lordotické zakrivenie:  8°, 12°skrutky: priemer – 5.5, 6mm, dĺžka – 20, 25, 30, 35mmmedzistavcový stabilizačný prvok","MDC","US","set",{"v":0.1,"d":"10.00%"},{"v":2779.31,"d":"2,779.31"},{"v":2779.31,"d":"2,779.31"},{"v":0,"d":"0.00"},{"v":0,"d":"0.0000%"},"I","NCH, ORT",90211010]
[3771,"XD6.1","X05328","P2482A","Systém separátorov PILLAR SA PTC","rôzne typy","ORX","US","ks",{"v":0.1,"d":"10.00%"},{"v":2891.9,"d":"2,891.90"},{"v":2891.9,"d":"2,891.90"},{"v":0,"d":"0.00"},{"v":0,"d":"0.0000%"},"I","NCH, ORT",90219090,11536]
[3772,"XD6.1","X05048","P0806A","Systém medzistavcový spojovací Modulus","s inštrumentáriom; rôzne veľkosti","NUI","US","set",{"v":0.1,"d":"10.00%"},{"v":2898.8,"d":"2,898.80"},{"v":2898.8,"d":"2,898.80"},{"v":0,"d":"0.00"},{"v":0,"d":"0.0000%"},"I","NCH, ORT",90211010]
[3773,"XD6.1","X01213","P89714","Integrovaný systém INTERCONTINENTAL s príslušenstvom","Implantát spinálny GLOBUS s príslušenstvom, rozperka INTERCONTINENTAL","GLM","US","set",{"v":0.1,"d":"10.00%"},{"v":2939.89,"d":"2,939.89"},{"v":2939.89,"d":"2,939.89"},{"v":0,"d":"0.00"},{"v":0,"d":"0.0000%"},"I","NCH, ORT",90211010]
[3774,"XD6.1","X05041","P0719A","Klietka medzistavcová expandibilná TLX","s inštrumentáriom; rôzne typy","NUI","US","set",{"v":0.1,"d":"10.00%"},{"v":3008.25,"d":"3,008.25"},{"v":3008.25,"d":"3,008.25"},{"v":0,"d":"0.00"},{"v":0,"d":"0.0000%"},"I","NCH, ORT",90211010]
[3775,"XD6.1","X05017","P99559","Náhrada medzistavcovej lumbálnej platničky Juliet LL","s inštrumentáriom; rôzne veľkosti","SPJ","CH","set",{"v":0.1,"d":"10.00%"},{"v":3019.19,"d":"3,019.19"},{"v":3019.19,"d":"3,019.19"},{"v":0,"d":"0.00"},{"v":0,"d":"0.0000%"},"I","NCH, ORT",90211010]
[3776,"XD6.1","X00222","P86367","Systém chrbticový Sovereign","pôdorys: malý – 32mm x 23mmstredný – 37mm x 27mmveľký – 42mm x 30mm      výška: 10mm, 12, 14, 16, 18, 20mm      lordotické zakrivenie:  8°, 12°skrutky: priemer – 5.5, 6mm, dĺžka – 20, 25, 30, 35mmmedzistavcový stabilizačný prvokSovereign s výplňou hydroxyapatitu","MDC","US","set",{"v":0.1,"d":"10.00%"},{"v":3020.99,"d":"3,020.99"},{"v":3020.99,"d":"3,020.99"},{"v":0,"d":"0.00"},{"v":0,"d":"0.0000%"},"I","NCH, ORT",90211010]
[3777,"XD6.1","X01518","P90578","Arcadius XP L","25x35x10-20mm, 29x40x10-20mm, uhol 4, 9 a 14 stupňov, 4ks skrutky priemer 4,5mm, dĺžka 25 a 35mm.","AES","DE","set",{"v":0.1,"d":"10.00%"},{"v":3049.2,"d":"3,049.20"},{"v":3049.2,"d":"3,049.20"},{"v":0,"d":"0.00"},{"v":0,"d":"0.0000%"},"I","NCH, ORT",90213100]
[3778,"XD6.1","X05300","P1943A","Náhrada medzistavcovej platničky DIVA 3D - ALIF s fixáciou","titánová mesh predná s fixáciou, rôzne veľkosti","NSP","FR","set",{"v":0.1,"d":"10.00%"},{"v":3050,"d":"3,050.00"},{"v":3050,"d":"3,050.00"},{"v":0,"d":"0.00"},{"v":0,"d":"0.0000%"},"I","NCH, ORT",90213100]
[3779,"XD6.1","X05301","P1943A","Náhrada medzistavcovej platničky DIVA 3D - LLIF","titánová mesh laterálna, rôzne veľkosti","NSP","FR","set",{"v":0.1,"d":"10.00%"},{"v":3050,"d":"3,050.00"},{"v":3050,"d":"3,050.00"},{"v":0,"d":"0.00"},{"v":0,"d":"0.0000%"},"I","NCH, ORT",90213100]
[3780,"XD6.1","X03968","P95848","Klietka extra bočná ACX","pre lumbálnu artrodézu (XLIF); rôzne tvary a veľkosti","TSU-IT","IT","set",{"v":0.1,"d":"10.00%"},{"v":3059,"d":"3,059.00"},{"v":3059,"d":"3,059.00"},{"v":0,"d":"0.00"},{"v":0,"d":"0.0000%"},"I","NCH, ORT",90213990]
[3781,"XD6.1","X03966","P95846","Klietka predná ACA","pre lumbálnu artrodézu (ALIF); rôzne tvary a veľkosti","TSU-IT","IT","set",{"v":0.1,"d":"10.00%"},{"v":3059,"d":"3,059.00"},{"v":3059,"d":"3,059.00"},{"v":0,"d":"0.00"},{"v":0,"d":"0.0000%"},"I","NCH, ORT",90213990]
[3782,"XD6.1","X03969","P95849","Klietka zošikmená ACL","pre lumbálnu artrodézu (OLIF); rôzne tvary a veľkosti","TSU-IT","IT","set",{"v":0.1,"d":"10.00%"},{"v":3059,"d":"3,059.00"},{"v":3059,"d":"3,059.00"},{"v":0,"d":"0.00"},{"v":0,"d":"0.0000%"},"I","NCH, ORT",90213990]
[3783,"XD6.1","X05327","P99337","Systém spinálnych implantátov BASE","interfixovaný predný titánový implantát, s inštrumentáriom","NUI","US","set",{"v":0.1,"d":"10.00%"},{"v":3059.99,"d":"3,059.99"},{"v":3059.99,"d":"3,059.99"},{"v":0,"d":"0.00"},{"v":0,"d":"0.0000%"},"I","NCH, ORT",90211010,11473]
[3784,"XD6.1","X03145","P92719","Spinálny systém Clydesdale","Nahrada uhlova 0, 6 stupnov","MDC","US","set",{"v":0.1,"d":"10.00%"},{"v":3060.09,"d":"3,060.09"},{"v":3060.09,"d":"3,060.09"},{"v":0,"d":"0.00"},{"v":0,"d":"0.0000%"},"I","NCH, ORT",90213100]
[3785,{"$nulls":3},"XD6.2 Barierové systémy k degenerovaným medzistavcovým platničkám",{"$nulls":10},{"v":2543.42,"d":"2,543.420000"},"ks"]
[3786,"XD6.2","X04501","P96674","Implantát ortopedický platničkový Barricaid","3 veľkosti, pre uzatvorenie defektu prstenca disku v driekovej oblasti","ITH","US","ks",{"v":0.1,"d":"10.00%"},{"v":2543.42,"d":"2,543.42"},{"v":2543.42,"d":"2,543.42"},{"v":0,"d":"0.00"},{"v":0,"d":"0.0000%"},"I","NCH, ORT",90213990]
[3787,{"$nulls":3},"XD7 Náhrady medzistavcových platničiek dynamické"]
[3788,{"$nulls":3},"XD7.1 Náhrady medzistavcových platničiek krčné - dynamické",{"$nulls":10},{"v":2943.23,"d":"2,943.230000"},"set"]
[3789,"XD7.1","X05273","P91533","Implantát - náhrada medzistavcovej platničky BAGUERA","s inštrumentáriom","SPJ","CH","set",{"v":0.1,"d":"10.00%"},{"v":2722.49,"d":"2,722.49"},{"v":2722.49,"d":"2,722.49"},{"v":0,"d":"0.00"},{"v":0,"d":"0.0000%"},"I","NCH, ORT",90213990]
[3790,"XD7.1","X00231","P32512","Náhrada medzistavcovej platničky Activ C","krčná dynamická, veľkosť XS, S, M, L, XL, XXL a výšky 5 mm, 6 mm","AES","DE","set",{"v":0.1,"d":"10.00%"},{"v":2722.5,"d":"2,722.50"},{"v":2722.5,"d":"2,722.50"},{"v":0,"d":"0.00"},{"v":0,"d":"0.0000%"},"I","NCH, ORT",90189084]
[3791,"XD7.1","X00232","P81769","Náhrady medzistavcových platničiek DCI","krčná, dynamická, veľkosť 10x12 mm, 12x14 mm, 14x16 mm, 16x18mm, výška 5, 6, 7 mm.","PDI","DE","set",{"v":0.1,"d":"10.00%"},{"v":2722.5,"d":"2,722.50"},{"v":2722.5,"d":"2,722.50"},{"v":0,"d":"0.00"},{"v":0,"d":"0.0000%"},"I","NCH, ORT",90213990]
[3792,"XD7.1","X00227","P76973","Implantáty spinál. Medtronic Prestige","výška:5mm,6,7,8mm, hĺbka: 12mm,14,16,18mm  PRESTIGE LP","MDC","US","set",{"v":0.1,"d":"10.00%"},{"v":2759.04,"d":"2,759.04"},{"v":2759.04,"d":"2,759.04"},{"v":0,"d":"0.00"},{"v":0,"d":"0.0000%"},"I","NCH, ORT",90211010]
[3793,"XD7.1","X01493","P75104","Náhrada medzistavcovej platničky Mobi-C","krčná, dynamická, veľkosť 13-19x15-19 mm, výšky 4,5-5-6 mm","LDR","FR","set",{"v":0.1,"d":"10.00%"},{"v":2904,"d":"2,904.00"},{"v":2904,"d":"2,904.00"},{"v":0,"d":"0.00"},{"v":0,"d":"0.0000%"},"I","NCH, ORT",90189084]
[3794,"XD7.1","X01582","P71280","Prodisc C - cervical","velkost plochy: M 12x15mm, MD/L 14x15mm, L 14x17mm, LD 16x17mm, XL 16x19mm, XLD 18x19, výška 5,6 a 7mm","SYT-CH","CH","set",{"v":0.1,"d":"10.00%"},{"v":2939.94,"d":"2,939.94"},{"v":2939.94,"d":"2,939.94"},{"v":0,"d":"0.00"},{"v":0,"d":"0.0000%"},"I","NCH, ORT",90219090]
[3795,"XD7.1","X00228","P82330","Implantát medzistavcový dynamický Almas, s inštrumentáriom, rôzne veľkosti","Almas (Novaspine) dynamická náhrada krčnej medzistavcovej platničky - 1x prstenec, 1x mobilné jadro, 2x cervikálna skrutka","NSP","FR","set",{"v":0.1,"d":"10.00%"},{"v":2943,"d":"2,943.00"},{"v":2943,"d":"2,943.00"},{"v":0,"d":"0.00"},{"v":0,"d":"0.0000%"},"I","NCH, ORT",90213100]
[3796,"XD7.1","X02291","P91069","Spinal Kinetics M6-C- systém umelého cervikálneho disku","výška, 6,7,mm, hĺbky M, ML, L, LL","SKS","US","set",{"v":0.1,"d":"10.00%"},{"v":3299.97,"d":"3,299.97"},{"v":2943.23,"d":"2,943.23"},356.74,{"v":0.10810399999999999,"d":"10.8104%"},"S","NCH, ORT",90213100]
[3797,{"$nulls":3},"XD7.2 Náhrady medzistavcových platničiek driekové - dynamické",{"$nulls":10},{"v":2806,"d":"2,806.000000"},"set"]
[3798,"XD7.2","X00234","P32512","Náhrada medzistavcovej platničky Activ L","drieková dynamická, veľkosť S, M, L a XL, výška polyetylénovej vložky 8,5 mm, 10 mm, 12 mm a 14 mm","AES","DE","set",{"v":0.1,"d":"10.00%"},{"v":2311.1,"d":"2,311.10"},{"v":2311.1,"d":"2,311.10"},{"v":0,"d":"0.00"},{"v":0,"d":"0.0000%"},"I","NCH, ORT",90213990]
[3799,"XD7.2","X01494","P75105","Náhrada medzistavcovej platničky Mobidisc","drieková, dynamická, horná doska 0°, T4 24x29mm,T6 27x34mm,T8 30x39mm,spodná doska 0°-10°, T4 24x29mm,T6 27x34mm, T8 30x39mm,insert T6/T8 H 6-11mm, T4 H 6-11 mm,nastaviteľný kýl","LDR","FR","set",{"v":0.1,"d":"10.00%"},{"v":2783,"d":"2,783.00"},{"v":2783,"d":"2,783.00"},{"v":0,"d":"0.00"},{"v":0,"d":"0.0000%"},"I","NCH, ORT",90213990]
[3800,"XD7.2","X00233","P76975","Implantáty spinál. Medtronic Maverick","Výšky: 10mm, 12mm a 14mm Styčné plochy:  Malé (S) - 32mm (š) x 25mm (h) Stredné (M) - 35mm (š) x 27mm (h)  Veľké (L) - 39mm (š) x 30mm (h)  A-MAV","MDC","US","set",{"v":0.1,"d":"10.00%"},{"v":2806.96,"d":"2,806.96"},{"v":2806,"d":"2,806.00"},0.96,{"v":0.000342,"d":"0.0342%"},"S","NCH, ORT",90211010]
[3801,{"$nulls":3},"XD8 Náhrady tiel stavcov statické"]
[3802,{"$nulls":3},"XD8.1 Náhrady tiel stavcov - krčné",{"$nulls":10},{"v":1693.96,"d":"1,693.960000"},"ks"]
[3803,"XD8.1","X00573","P73593","Náhrady tiel stavcov - krčné","VBR-11 Trabecular Metal materiál Trabekulárny kov","ZIM","US","ks",{"v":0.1,"d":"10.00%"},{"v":1029.92,"d":"1,029.92"},{"v":1029.92,"d":"1,029.92"},{"v":0,"d":"0.00"},{"v":0,"d":"0.0000%"},"I","NCH, ORT, UCH",90211010]
[3804,"XD8.1","X01238","P75042","Implantát chrbticový SCIENTE*X TeCorp","korpektomický + inštrumentárium","SCX","FR","ks",{"v":0.1,"d":"10.00%"},{"v":1579.05,"d":"1,579.05"},{"v":1579.05,"d":"1,579.05"},{"v":0,"d":"0.00"},{"v":0,"d":"0.0000%"},"I","NCH, ORT, UCH",90211010]
[3805,"XD8.1","X05242","P0868A","Systém korpektomický torakolumbálny T2 STRATOSPHERE","chrbticový systém; rôzne modely","MDC","US","ks",{"v":0.1,"d":"10.00%"},{"v":1596.99,"d":"1,596.99"},{"v":1596.99,"d":"1,596.99"},{"v":0,"d":"0.00"},{"v":0,"d":"0.0000%"},"I","NCH, ORT, UCH",90189084]
[3806,"XD8.1","X00237","P71280","ECD ( expandable corpectomy Device)","Expandibilná náhrada tela stavca  krcná dlžky 17-70mm, uhol skosenia kontaktných plôch s telom stavca 4,5-7stupnov, šírka 16X hlbka11mm,","SYT-CH","CH","ks",{"v":0.1,"d":"10.00%"},{"v":1597.2,"d":"1,597.20"},{"v":1597.2,"d":"1,597.20"},{"v":0,"d":"0.00"},{"v":0,"d":"0.0000%"},"I","NCH, ORT, UCH",90219090]
[3807,"XD8.1","X04173","P96568","Titánová klietka Pyramesh C",null,"MDC","US","ks",{"v":0.1,"d":"10.00%"},{"v":1658.91,"d":"1,658.91"},{"v":1658.91,"d":"1,658.91"},{"v":0,"d":"0.00"},{"v":0,"d":"0.0000%"},"I","NCH, ORT, UCH",90211010]
[3808,"XD8.1","X02344","P71280","Synmesh","Titánová náhrada tela stavca v oblasti krcnej chrbtice s priemerom 10,12 a 15mm, výškou 4-88mm a fixacným krycími plochami so sklonom 0° a 2,5°.","SYT-CH","CH","ks",{"v":0.1,"d":"10.00%"},{"v":1684.99,"d":"1,684.99"},{"v":1684.99,"d":"1,684.99"},{"v":0,"d":"0.00"},{"v":0,"d":"0.0000%"},"I","NCH, ORT, UCH",90219090]
[3809,"XD8.1","X02473","P68771","Náhrada tela stavca krčná Biolign","expandibilná","EIT","ZA","ks",{"v":0.1,"d":"10.00%"},{"v":1690.01,"d":"1,690.01"},{"v":1690.01,"d":"1,690.01"},{"v":0,"d":"0.00"},{"v":0,"d":"0.0000%"},"I","NCH, ORT, UCH",90213990]
[3810,"XD8.1","X00236","P60914","Náhrada tela krčného stavca Harms Mesh","o 10, 12 , 14 a 16mm, rôzne výšky","DPI-US01","US","ks",{"v":0.1,"d":"10.00%"},{"v":1693.96,"d":"1,693.96"},{"v":1693.96,"d":"1,693.96"},{"v":0,"d":"0.00"},{"v":0,"d":"0.0000%"},"I","NCH, ORT, UCH",90213100]
[3811,{"$nulls":3},"XD8.2 Náhrady tiel stavcov - hrudnodriekové",{"$nulls":10},{"v":1693.96,"d":"1,693.960000"},"ks"]
[3812,"XD8.2","X04174","P96568","Titánová klietka Pyramesh C",null,"MDC","US","ks",{"v":0.1,"d":"10.00%"},{"v":1658.91,"d":"1,658.91"},{"v":1658.91,"d":"1,658.91"},{"v":0,"d":"0.00"},{"v":0,"d":"0.0000%"},"I","NCH, ORT, UCH",90211010]
[3813,{"$nulls":3},"XD9 Náhrady tiel stavcov expandovateľné"]
[3814,{"$nulls":3},"XD9.1 Náhrady tiel stavcov - hrudnodriekové expandovateľné",{"$nulls":10},{"v":2528.9,"d":"2,528.900000"},"set"]
[3815,"XD9.1","X00241","P74425,P70924","Expandibilná náhrada tela hrudného a driekového stavca X-mesh","anterolateral, posterior, anterior konfiguracie, tri rôzne rozmery  základne S, M, L; nastaviteľná výška v rozsahu 22-110 mm","DPI-US01","US","set",{"v":0.1,"d":"10.00%"},{"v":1983.38,"d":"1,983.38"},{"v":1983.38,"d":"1,983.38"},{"v":0,"d":"0.00"},{"v":0,"d":"0.0000%"},"I","NCH, ORT, UCH",90213100]
[3816,"XD9.1","X00245","P71280","Synex","Náhrada tela stavca expandibilná 20-73mm, 2 velkosti krycích plôch 21X22mm, 25x28mm","SYT-CH","CH","set",{"v":0.1,"d":"10.00%"},{"v":2069.1,"d":"2,069.10"},{"v":2069.1,"d":"2,069.10"},{"v":0,"d":"0.00"},{"v":0,"d":"0.0000%"},"I","NCH, ORT, UCH",90219090]
[3817,"XD9.1","X05241","P0868A","Systém korpektomický torakolumbálny T2 STRATOSPHERE","chrbticový systém; rôzne modely","MDC","US","ks",{"v":0.1,"d":"10.00%"},{"v":2181,"d":"2,181.00"},{"v":2181,"d":"2,181.00"},{"v":0,"d":"0.00"},{"v":0,"d":"0.0000%"},"I","NCH, ORT, UCH",90189084]
[3818,"XD9.1","X04814","P99343","Systém náhrady tela chrbticového stavca X-CORE","rôzne veľkosti, expandovateľný, s inštrumentáriom","NUI","US","set",{"v":0.1,"d":"10.00%"},{"v":2181.39,"d":"2,181.39"},{"v":2181.39,"d":"2,181.39"},{"v":0,"d":"0.00"},{"v":0,"d":"0.0000%"},"I","NCH, ORT, UCH",90211010]
[3819,"XD9.1","X00239","P84415","Implantáty spinál. Medtronic T2","náhrada tela stavca expandibilná, 18 mm - 123 mm, zakrivenie 0°, 4°, 8°, 15°","MDC","US","set",{"v":0.1,"d":"10.00%"},{"v":2182.17,"d":"2,182.17"},{"v":2182.17,"d":"2,182.17"},{"v":0,"d":"0.00"},{"v":0,"d":"0.0000%"},"I","NCH, ORT, UCH",90211010]
[3820,"XD9.1","X00244","P59941","Náhrada tela stavca X-Tenz","Hrudnodrieková, základňa 16x20mm výška 25-55mm, základňa 22x28mm výška 22-75mm, základňa 26x33mm výška 25-75mm, základňa 28x28mm výška 22-75mm","KIO","DE","set",{"v":0.1,"d":"10.00%"},{"v":2347.4,"d":"2,347.40"},{"v":2347.4,"d":"2,347.40"},{"v":0,"d":"0.00"},{"v":0,"d":"0.0000%"},"I","NCH, ORT, UCH",90219090]
[3821,"XD9.1","X02346","P71280","Expadibilná náhrada XRL","Náhrada stavca hrudno-driekovej chrbtice z materiálu PEEK, priemeru 21 a 27 mm, výškou 22-142mm a krycími fixacnými platnami rôzneho tvaru velkosti a sklonu","SYT-CH","CH","set",{"v":0.1,"d":"10.00%"},{"v":2420,"d":"2,420.00"},{"v":2420,"d":"2,420.00"},{"v":0,"d":"0.00"},{"v":0,"d":"0.0000%"},"I","NCH, ORT, UCH",90219090]
[3822,"XD9.1","X00240","P89245","Klietka implantabilná predná Biomet Solitaire","Veľkosti malé, stredné, veľké. Výška 10mm,12mm,14mm,16mm,18mm,20mm. Stupne 6, 12. Skrutky 20mm,25mm,30mm.","BIM","US","set",{"v":0.1,"d":"10.00%"},{"v":2420,"d":"2,420.00"},{"v":2420,"d":"2,420.00"},{"v":0,"d":"0.00"},{"v":0,"d":"0.0000%"},"I","NCH, ORT, UCH",90213100]
[3823,"XD9.1","X03093","P83721","Náhrada tela stavca obeliscPRO","1 centrálny komponent, 2 koncové komponenty a 1 fixačná skrutka","ULR","DE","set",{"v":0.1,"d":"10.00%"},{"v":2495,"d":"2,495.00"},{"v":2495,"d":"2,495.00"},{"v":0,"d":"0.00"},{"v":0,"d":"0.0000%"},"I","NCH, ORT, UCH",90211010]
[3824,"XD9.1","X03652","P94161","mediExpand-TL","hrudnodrieková náhrada stavcov ,skladá sa z titánového nastavitelného tela v rozmedzí 16 až 50 mm a titanovej fixačnej skrutky priemeru 3,5 - 4,0 mm","MEDICON","DE","set",{"v":0.1,"d":"10.00%"},{"v":2525,"d":"2,525.00"},{"v":2525,"d":"2,525.00"},{"v":0,"d":"0.00"},{"v":0,"d":"0.0000%"},"I","NCH, ORT, UCH",90213990]
[3825,"XD9.1","X01212","P89034","Systém náhrady tela stavca Xpand s príslušenstvom","Implantát spinálny GLOBUS s príslušenstvom, náhrada tela stavca XPand/XPand-R","GLM","US","set",{"v":0.1,"d":"10.00%"},{"v":2527.69,"d":"2,527.69"},{"v":2527.69,"d":"2,527.69"},{"v":0,"d":"0.00"},{"v":0,"d":"0.0000%"},"I","NCH, ORT, UCH",90211010]
[3826,"XD9.1","X00243","P32564","Náhrada tela stavca Hydrolift","hrudnodrieková, veľkosť  21-24mm, 23-28mm, 26-33,5mm, 31-43mm, 40-60,5mm, 57-93,5mm","AES","DE","set",{"v":0.1,"d":"10.00%"},{"v":2528.9,"d":"2,528.90"},{"v":2528.9,"d":"2,528.90"},{"v":0,"d":"0.00"},{"v":0,"d":"0.0000%"},"I","NCH, ORT, UCH",90213990]
[3827,{"$nulls":3},"XD9.2 Náhrady tiel stavcov - krčné expandovateľné s fixáciou",{"$nulls":10},{"v":2800,"d":"2,800.000000"}]
[3828,"XD9.2","X04815","P99343","Systém náhrady tela chrbticového stavca X-CORE","rôzne veľkosti, expandovateľný, s inštrumentáriom","NUI","US","set",{"v":0.1,"d":"10.00%"},{"v":2799.94,"d":"2,799.94"},{"v":2799.94,"d":"2,799.94"},{"v":0,"d":"0.00"},{"v":0,"d":"0.0000%"},"I","NCH, ORT, UCH",90211010]
[3829,"XD9.2","X03364","P83721","ADDplus náhrada tela stavca expandibilná - krčná","1 implantát rôznych priemerov, uhlov a výšok, 4 skrutky rôznych priemerov a dĺžok","ULR","DE","set",{"v":0.1,"d":"10.00%"},{"v":2800,"d":"2,800.00"},{"v":2800,"d":"2,800.00"},{"v":0,"d":"0.00"},{"v":0,"d":"0.0000%"},"I","NCH, ORT, UCH",90211010]
[3830,{"$nulls":3},"XD10 Plastiky tiel stavcov a medzistavcových platničiek"]
[3831,{"$nulls":3},"XD10.1 Vertebroplastika",{"$nulls":10},{"v":853.58,"d":"853.580000"},"set"]
[3832,"XD10.1","X00259","P81707","Systém Kyphon KyphX","časť 1/2: cement","MDC","US","set",{"v":0.1,"d":"10.00%"},99.22,99.22,{"v":0,"d":"0.00"},{"v":0,"d":"0.0000%"},"I","NCH, ORT, RAT, UCH",90211010]
[3833,"XD10.1","X01427","P84695","Systém Kyphon KyphX","Cement kostný Kyphon ActivOS+inštrumentártum","MDC","US","set",{"v":0.1,"d":"10.00%"},430.76,430.76,{"v":0,"d":"0.00"},{"v":0,"d":"0.0000%"},"I","NCH, ORT, RAT, UCH",90211010]
[3834,"XD10.1","X00258","P81707","Systém Kyphon KyphX","časť 2/2: + inštumentárium","MDC","US","set",{"v":0.2,"d":"20.00%"},643.58,643.58,{"v":0,"d":"0.00"},{"v":0,"d":"0.0000%"},"I","NCH, ORT, RAT, UCH",90189084]
[3835,"XD10.1","X01421","P81707","Systém Kyphon KyphX","Cement KyphOS + inštrumentárium","MDC","US","set",{"v":0.1,"d":"10.00%"},{"v":665.5,"d":"665.50"},{"v":665.5,"d":"665.50"},{"v":0,"d":"0.00"},{"v":0,"d":"0.0000%"},"I","NCH, ORT, RAT, UCH",90211010]
[3836,"XD10.1","X00249","P71280","Vertecem + cement kit","Cement 20ml vertebroplastika 1-3 tiel stavcov","SYT-CH","CH","set",{"v":0.1,"d":"10.00%"},736.01,736.01,{"v":0,"d":"0.00"},{"v":0,"d":"0.0000%"},"I","NCH, ORT, RAT, UCH",90219090]
[3837,"XD10.1","X00248","P88114","Vertebroplastika Cerament","miešacie zariadenie s cementom, kontrastný roztok, injekčné striekačky a ventily","BNE","SV","set",{"v":0.1,"d":"10.00%"},{"v":745,"d":"745.00"},{"v":745,"d":"745.00"},{"v":0,"d":"0.00"},{"v":0,"d":"0.0000%"},"I","NCH, ORT, RAT, UCH",30064000]
[3838,"XD10.1","X00250","P81485","Cement kostný BonOs Inject","cement, tekutý monomér, 2 kanyly, 2 striekačky s piestami, Luer-lock konektor, zmiešavací systém","OSG","DE","set",{"v":0.1,"d":"10.00%"},776.82,776.82,{"v":0,"d":"0.00"},{"v":0,"d":"0.0000%"},"I","NCH, ORT, RAT, UCH",30064000]
[3839,"XD10.1","X05274","P95960","Systém StabiliT VP a súpravy na zlomeniny Stabilit VP","na vertebroplastiku (striekačka StabiliT Touch, hlavná striekačka s hydraulickou spojkou, koleno na aplikáciu cementu, poistná zavádzacia kanyla, zavádzač StabiliT s diamantovým hrotom, kostný cement a plniaco-zmiešavací systém StabiliT)","MME","US","set",{"v":0.1,"d":"10.00%"},{"v":853.3,"d":"853.30"},{"v":853.3,"d":"853.30"},{"v":0,"d":"0.00"},{"v":0,"d":"0.0000%"},"I","NCH, ORT, RAT, UCH",30064000]
[3840,"XD10.1","X02928","P80157,P80158","Súprava vertebroplastická. Príslušenstvo pre vertebroplastiku.","časť 2/2 Rôzne typy. Kanyly, kladivo, mixér, cement. inj. systém.","SOM","DE","set",{"v":0.2,"d":"20.00%"},682.86,682.86,{"v":0,"d":"0.00"},{"v":0,"d":"0.0000%"},"I","NCH, ORT, RAT, UCH",90183900]
[3841,"XD10.1","X02992","P90112","Kostný cement pre vertebroplastiku alebo kyfoplastiku CementoFixx-R/M/L","časť1/2","OMI","DE","set",{"v":0.1,"d":"10.00%"},187.55,170.72,16.83,{"v":0.089736,"d":"8.9736%"},"S","NCH, ORT, RAT, UCH",30064000]
[3842,"XD10.1","X02921","P77988","Sada so špeciálnou vertebroplastickou ihlou pre aplikátor Cemento-MP/RE","časť 2/2 zásobník cementu, ihla, aspiračná kanyla, spojovacia hadička, adaptér","OMI","DE","set",{"v":0.2,"d":"20.00%"},955.68,682.86,272.82,{"v":0.285472,"d":"28.5472%"},"S","NCH, ORT, RAT, UCH",90183210]
[3843,"XD10.1","X00593","P77986,P77987","Vertebroplastický set Cemento Plus s cementom Cemento-Fixx","set aplikačného systému, 2 vertebroplastických ihiel a 2 dávok RTG-kontrastného kostného cementu","OMI","DE","set",{"v":0.2,"d":"20.00%"},{"v":1255.32,"d":"1,255.32"},853.58,401.74,{"v":0.32003,"d":"32.0030%"},"S","NCH, ORT, RAT, UCH",90189084]
[3844,"XD10.1","X00246","P59942","Vertebroplastika V-Max","časť 2/2:zostava zavádzacieho systému a cementu","DPI-GB02","GB","set",{"v":0.1,"d":"10.00%"},853.58,405.45,448.13,{"v":0.525001,"d":"52.5001%"},"S","NCH, ORT, RAT, UCH",90213100]
[3845,{"$nulls":3},"XD10.2 Kyfoplastika",{"$nulls":10},{"v":2420,"d":"2,420.000000"},"set"]
[3846,"XD10.2","X05178","P1851A","Systém miešací a injekčný HighV+ Kit","na augmentáciu chrbtice","TKN","FR","set",{"v":0.1,"d":"10.00%"},{"v":1189.61,"d":"1,189.61"},{"v":1189.61,"d":"1,189.61"},{"v":0,"d":"0.00"},{"v":0,"d":"0.0000%"},"I","NCH, ORT, UCH",90189084]
[3847,"XD10.2","X00251","P81444","Systém Confidence - Perimeter","zostava zavádzacieho systému a cementu","DPI-US01","US","set",{"v":0.1,"d":"10.00%"},{"v":1418.41,"d":"1,418.41"},{"v":1418.41,"d":"1,418.41"},{"v":0,"d":"0.00"},{"v":0,"d":"0.0000%"},"I","NCH, ORT, UCH",90213100]
[3848,"XD10.2","X02345","P71280","Synflate","set na prístup, 2 balóny, 2 hydraulické pumpy s kontrolou tlaku, PMMA cement","SYT-CH","CH","set",{"v":0.1,"d":"10.00%"},{"v":1880.34,"d":"1,880.34"},{"v":1880.34,"d":"1,880.34"},{"v":0,"d":"0.00"},{"v":0,"d":"0.0000%"},"I","NCH, ORT, UCH",90219090]
[3849,"XD10.2","X00256","P88114,P88043","Kyfoplastika Cerament","balónkový katéter, inflačné zariadenie, prístupová ihla, zavádzaci set, 3 ks zavádzač, cement, kontrastný roztok.","BNE","SV","set",{"v":0.1,"d":"10.00%"},{"v":1899.7,"d":"1,899.70"},{"v":1899.7,"d":"1,899.70"},{"v":0,"d":"0.00"},{"v":0,"d":"0.0000%"},"I","NCH, ORT, UCH",30064000]
[3850,"XD10.2","X00255","P81707","Systém Kyphon KyphX","+ inštrumentárium","MDC","US","set",{"v":0.1,"d":"10.00%"},{"v":1957.56,"d":"1,957.56"},{"v":1957.56,"d":"1,957.56"},{"v":0,"d":"0.00"},{"v":0,"d":"0.0000%"},"I","NCH, ORT, UCH",90211010]
[3851,"XD10.2","X00253","P86514","Kyfoplastika StabiliT","osteotóm, zavádzací set, aktivačný prvok (AE), AE kábel, hydraulický modul, kábel s ručným spínačom, kostný cement, tekutý monomér, set na prípravu kostného cementu","DFI","US","set",{"v":0.2,"d":"20.00%"},{"v":2009.9,"d":"2,009.90"},{"v":2009.9,"d":"2,009.90"},{"v":0,"d":"0.00"},{"v":0,"d":"0.0000%"},"I","NCH, ORT, UCH",90189084]
[3852,"XD10.2","X04970","P0084A","Systém TEKTONA - zariadenie na repozíciu úlomkov stavca",null,"SPJ","CH","set",{"v":0.1,"d":"10.00%"},{"v":2044.9,"d":"2,044.90"},{"v":2044.9,"d":"2,044.90"},{"v":0,"d":"0.00"},{"v":0,"d":"0.0000%"},"I","NCH, ORT, UCH",90189084]
[3853,"XD10.2","X05079","P1055A","Systém kyfoplastický ALLEVO s mixérom S9810",null,"JOG","DE","set",{"v":0.1,"d":"10.00%"},{"v":2045,"d":"2,045.00"},{"v":2045,"d":"2,045.00"},{"v":0,"d":"0.00"},{"v":0,"d":"0.0000%"},"I","NCH, ORT, UCH",90189084]
[3854,"XD10.2","X01656","P90539","Systém kostný nafukovací SPASY","sterilný","SAW","KR","set",{"v":0.1,"d":"10.00%"},{"v":2045.51,"d":"2,045.51"},{"v":2045.51,"d":"2,045.51"},{"v":0,"d":"0.00"},{"v":0,"d":"0.0000%"},"I","NCH, ORT, UCH",90211010]
[3855,"XD10.2","X00254","P71280","VBS  S/M/L (Vertebraô body stent)","systém 3 velkosti balóna a stenta: VBS small neexpand: dlžka 22mm, priemer expand: d 13mm, priemer 15mm, VBS medium neexpand: dlžka 27mm, priemer expand: d 15mm, priemer 17mm, VBS large neexpand: dlžka 31mm, priemer expanodovaný: d 20mm, priemer 17mm,","SYT-CH","CH","set",{"v":0.1,"d":"10.00%"},{"v":2420,"d":"2,420.00"},{"v":2420,"d":"2,420.00"},{"v":0,"d":"0.00"},{"v":0,"d":"0.0000%"},"I","NCH, ORT, UCH",90219090]
[3856,"XD10.2","X00252","P86890","Systém implantabilný chrbticový OsseoFix","expandovateľný","APP","US","set",{"v":0.1,"d":"10.00%"},{"v":4222.9,"d":"4,222.90"},{"v":2420,"d":"2,420.00"},{"v":1802.9,"d":"1,802.90"},{"v":0.426934,"d":"42.6934%"},"S","NCH, ORT, UCH",90211010]
[3857,{"$nulls":3},"XD10.3 Systém pre perkutánnu RF abláciu metastáz stavcov s augmentáciou",{"$nulls":10},{"v":6497.04,"d":"6,497.040000"},"set"]
[3858,"XD10.3","X05076","P97383","Súprava na kostný prístup Osteocool","rôzne modely","MDC","US","ks",{"v":0.2,"d":"20.00%"},{"v":2877.26,"d":"2,877.26"},{"v":2877.26,"d":"2,877.26"},{"v":0,"d":"0.00"},{"v":0,"d":"0.0000%"},"I","NCH, ORT",90183900]
[3859,"XD10.3","X04448","P91413,P97505","Elektródy RF ablačné BMT, BMDT+ ihla","na abláciu kostných metastáz a implantáciu kostného cementu","RFM","KR","ks",{"v":0.2,"d":"20.00%"},{"v":6101.04,"d":"6,101.04"},{"v":6101.04,"d":"6,101.04"},{"v":0,"d":"0.00"},{"v":0,"d":"0.0000%"},"I","NCH, ORT",90183980]
[3860,"XD10.3","X02681","P91919,P86514","STAR súprava na abláciu tumorov s augmentáciou StabiliT","SpineSTAR inštrument na abláciu s príslušenstvom a súpravou StabiliT","DFI","US","set",{"v":0.2,"d":"20.00%"},{"v":6421.59,"d":"6,421.59"},{"v":6421.59,"d":"6,421.59"},{"v":0,"d":"0.00"},{"v":0,"d":"0.0000%"},"I","NCH, ORT",90189084]
[3861,{"$nulls":3},"XD10.4 Materiál pre perkutánne rádiofrekvenčné diskektómie",{"$nulls":10},{"v":5686.56,"d":"5,686.560000"},"set"]
[3862,"XD10.4","X03593","P94657","Systém na diskektomické procedúry Trigger-Flex","rádiofrekvenčné ošetrenie platničky","ELQ-US","US","set",{"v":0.2,"d":"20.00%"},{"v":4959.37,"d":"4,959.37"},{"v":4959.37,"d":"4,959.37"},{"v":0,"d":"0.00"},{"v":0,"d":"0.0000%"},"I","AGG, NCH, ORT, ZP",90189084]
[3863,"XD10.4","X03263","P93146","Systém na diskektomické procedúry Disc-FX","chirurgické odstránenie časti medzistavcovej platničky","ELQ-US","US","set",{"v":0.2,"d":"20.00%"},{"v":5686.56,"d":"5,686.56"},{"v":5686.56,"d":"5,686.56"},{"v":0,"d":"0.00"},{"v":0,"d":"0.0000%"},"I","AGG, NCH, ORT, ZP",90189084]
[3864,{"$nulls":3},"XD11 Náhrady kostí"]
[3865,{"$nulls":3},"XD11.1 Náhradný osteokonduktívny materiál",{"$nulls":10},{"v":15.08,"d":"15.080000"},"ks/cm3"]
[3866,"XD11.1","X01135","P71284","Chronos","beta trikalcium fosfát 60-80% porozita, rezorbovatelný od 6 do 18 mesiacov, rozne tvary - granule 0,7mm-5,6mm, valcec, kocka, cylinder","SYT-CH","CH","ks",{"v":0.1,"d":"10.00%"},48.78,15.08,{"v":33.7,"d":"33.70"},{"v":0.690857,"d":"69.0857%"},"S","MFC, NCH, ORT, UCH",30064000]
[3867,{"$nulls":3},"XD11.2 Náhradný osteokonduktívny materiál","tmel",{"$nulls":9},{"v":49.07,"d":"49.070000"},"ks/cm3"]
[3868,"XD11.2","X01649","P90809","Implantát kostný Mastergraft","putty 9 cc","MDC-US02","US","ks",{"v":0.1,"d":"10.00%"},42.86,42.86,{"v":0,"d":"0.00"},{"v":0,"d":"0.0000%"},"I","MFC, NCH, ORT, UCH",90211010]
[3869,"XD11.2","X03493","P93869","Gél syntetický osteokonduktívny ßGel","výplň kostných dutín objem: 1cc, 2.5cc, 5cc, 10cc","SPJ","CH","ks",{"v":0.1,"d":"10.00%"},48.76,48.76,{"v":0,"d":"0.00"},{"v":0,"d":"0.0000%"},"I","MFC, NCH, ORT, UCH",90211010]
[3870,"XD11.2","X01705","P71284","Chronos","forma putty","SYT-CH","CH","ks",{"v":0.1,"d":"10.00%"},49.07,49.07,{"v":0,"d":"0.00"},{"v":0,"d":"0.0000%"},"I","MFC, NCH, ORT, UCH",30064000]
[3871,"XD11.2","X01648","P90809","Implantát kostný Mastergraft","putty 6 cc","MDC-US02","US","ks",{"v":0.1,"d":"10.00%"},49.07,49.07,{"v":0,"d":"0.00"},{"v":0,"d":"0.0000%"},"I","MFC, NCH, ORT, UCH",90211010]
[3872,"XD11.2","X01647","P90809","Implantát kostný Mastergraft","putty 3 cc","MDC-US02","US","ks",{"v":0.1,"d":"10.00%"},{"v":67.7,"d":"67.70"},49.07,18.63,{"v":0.275185,"d":"27.5185%"},"S","MFC, NCH, ORT, UCH",90211010]
[3873,{"$nulls":3},"XD11.3 Náhradný osteokonduktívny materiál","pasta",{"$nulls":9},{"v":298,"d":"298.000000"},"ks"]
[3874,"XD11.3","X04048","P96004","Náhrada kostná k-IBS","s chitosanom, injektovateľná","CEQ","PT","bal",{"v":0.1,"d":"10.00%"},{"v":296.5,"d":"296.50"},{"v":296.5,"d":"296.50"},{"v":0,"d":"0.00"},{"v":0,"d":"0.0000%"},"I","MFC, NCH, ORT, UCH",90211010]
[3875,"XD11.3","X04036","P95843","Náhrada kostná n-IBS","injektovateľná; rôzne typy","CEQ","PT","bal",{"v":0.1,"d":"10.00%"},{"v":296.5,"d":"296.50"},{"v":296.5,"d":"296.50"},{"v":0,"d":"0.00"},{"v":0,"d":"0.0000%"},"I","MFC, NCH, ORT, UCH",90211010]
[3876,"XD11.3","X04035","P95840","Výplň kostná keramická NeoBone","kalcium-fosfátová; rôzne typy","CEQ","PT","bal",{"v":0.1,"d":"10.00%"},{"v":296.5,"d":"296.50"},{"v":296.5,"d":"296.50"},{"v":0,"d":"0.00"},{"v":0,"d":"0.0000%"},"I","MFC, NCH, ORT, UCH",90211010]
[3877,"XD11.3","X04386","P94780","Náhrada kostná bioaktívna BonAlive","vo forme sklených granúl alebo pasty","KS","BN","ks",{"v":0.1,"d":"10.00%"},296.99,296.99,{"v":0,"d":"0.00"},{"v":0,"d":"0.0000%"},"I","MFC, NCH, ORT, UCH",90213100]
[3878,"XD11.3","X04821","P99504","Výplň kostná AttraX Putty","rôzne typy","NUI","US","bal",{"v":0.1,"d":"10.00%"},{"v":297.6,"d":"297.60"},{"v":297.6,"d":"297.60"},{"v":0,"d":"0.00"},{"v":0,"d":"0.0000%"},"I","MFC, NCH, ORT, UCH",90211010]
[3879,"XD11.3","X01628","P77020","Náhrada kostná NANOSTIM","5 ml, Ostim 25, Ostim 35","AAP-DE","DE","ks",{"v":0.1,"d":"10.00%"},{"v":298,"d":"298.00"},{"v":298,"d":"298.00"},{"v":0,"d":"0.00"},{"v":0,"d":"0.0000%"},"I","MFC, NCH, ORT, UCH",90211010]
[3880,"XD11.3","X02605","P92516","Nanogel 5ml","osteokonduktívny materiál","TKN","FR","ks",{"v":0.1,"d":"10.00%"},{"v":298,"d":"298.00"},{"v":298,"d":"298.00"},{"v":0,"d":"0.00"},{"v":0,"d":"0.0000%"},"I","MFC, NCH, ORT, UCH",34049000]
[3881,{"$nulls":3},"XD11.4 Náhradný osteokonduktívny materiál","pásik",{"$nulls":9},{"v":11,"d":"11.000000"},"ks/cm2"]
[3882,"XD11.4","X01704","P71284","Chronos","forma strip","SYT-CH","CH","ks",{"v":0.1,"d":"10.00%"},{"v":11,"d":"11.00"},{"v":11,"d":"11.00"},{"v":0,"d":"0.00"},{"v":0,"d":"0.0000%"},"I","MFC, NCH, ORT, UCH",30064000]
[3883,"XD11.4","X01650","P90809","Implantát kostný Mastergraft","strip 20 cm","MDC-US02","US","ks",{"v":0.1,"d":"10.00%"},{"v":11,"d":"11.00"},{"v":11,"d":"11.00"},{"v":0,"d":"0.00"},{"v":0,"d":"0.0000%"},"I","MFC, NCH, ORT, UCH",90211010]
[3884,"XD11.4","X01651","P90809","Implantát kostný Mastergraft","strip 36 cm","MDC-US02","US","ks",{"v":0.1,"d":"10.00%"},{"v":11,"d":"11.00"},{"v":11,"d":"11.00"},{"v":0,"d":"0.00"},{"v":0,"d":"0.0000%"},"I","MFC, NCH, ORT, UCH",90211010]
[3885,{"$nulls":3},"XD11.5 Náhradný osteokonduktívny materiál – GRANULE",{"$nulls":10},{"v":844.22,"d":"844.220000"},"bal"]
[3886,"XD11.5","X05069","P99784","Náhrada kostná bioaktívna BonAlive","vo forme granúl; rôzne typy","BNA","FI","bal",{"v":0.1,"d":"10.00%"},755.04,755.04,{"v":0,"d":"0.00"},{"v":0,"d":"0.0000%"},"I","MFC, NCH, ORT, UCH",90213100]
[3887,{"$nulls":3},"XD12 Náhrady dury"]
[3888,{"$nulls":3},"XD12.1 Náhrada Dura mater pre spinálne operácie a endoskopické duroplastiky",{"$nulls":10},{"v":10.4,"d":"10.400000"},"ks/cm2"]
[3889,"XD12.1","X01217","P83134","Implantát kolagén. Durepair Dura Regeneration Matrix","ster. Plastika defektov dura mater, veľkosť 5cm x 5cm","MDC","US","ks",{"v":0.1,"d":"10.00%"},6.16,6.16,{"v":0,"d":"0.00"},{"v":0,"d":"0.0000%"},"I","MFC, NCH, ORL, ORT, UCH",30019098]
[3890,"XD12.1","X01218","P83134","Implantát kolagén. Durepair Dura Regeneration Matrix","ster. Plastika defektov dura mater, rôzne veľkosti","MDC","US","ks",{"v":0.1,"d":"10.00%"},10.39,10.39,{"v":0,"d":"0.00"},{"v":0,"d":"0.0000%"},"I","MFC, NCH, ORL, ORT, UCH",30019098]
[3891,"XD12.1","X01497","P76034","Náhrada Dura Mater - Duraform","resorbovateľná náhrada","CDN-US","US","ks",{"v":0.1,"d":"10.00%"},10.39,10.39,{"v":0,"d":"0.00"},{"v":0,"d":"0.0000%"},"I","MFC, NCH, ORL, ORT, UCH",90213100]
[3892,{"$nulls":3},"XD13 Antiadhezívne prostriedky"]
[3893,{"$nulls":3},"XD13.1 Antiadhezívny gel",{"$nulls":10},{"v":336.63,"d":"336.630000"},"ks"]
[3894,"XD13.1","X01174","P60926","Antiadhezívny gél Oxiplex","3 ml gélu v injekčnej forme","FZM-US","US","ks",{"v":0.1,"d":"10.00%"},336.62,336.62,{"v":0,"d":"0.00"},{"v":0,"d":"0.0000%"},"I","NCH, ORT, UCH",30067000]
[3895,"XD13.1","X01334","P81489","Adcon Gel 3g","bariéra proti vzniku fibróz a intratkanivových adhézii","EMCM","NL","ks",{"v":0.1,"d":"10.00%"},336.63,336.63,{"v":0,"d":"0.00"},{"v":0,"d":"0.0000%"},"I","NCH, ORT, UCH",90049000]
[3896,"XD13.1","X01652","P90933","Gél antiadhézny Medishield","prevencia pooperačných zrastov","FZM-US","US","ks",{"v":0.1,"d":"10.00%"},336.63,336.63,{"v":0,"d":"0.00"},{"v":0,"d":"0.0000%"},"I","NCH, ORT, UCH",90211010]
[3897,{"$nulls":3},"XD13.2 Systém na endoskopickú epiduroskopickú adheziolýzu",{"$nulls":10},{"v":7388.04,"d":"7,388.040000"},"ks"]
[3898,"XD13.2","X03592","P94656","Katéter epidurálny balónový Resaloon","pre otvorenie a skúmanie epidurálneho priestoru","AGU","IT","ks",{"v":0.2,"d":"20.00%"},{"v":1399.2,"d":"1,399.20"},{"v":1399.2,"d":"1,399.20"},{"v":0,"d":"0.00"},{"v":0,"d":"0.0000%"},"I","AGG, NCH, ORT, ZP",90189084]
[3899,"XD13.2","X03264","P93177","Katéter zobrazovací 2010EU","videokatéter na endoskopiu sakrálneho kanálu bedrovej chrbtice, 3.0mm","MYE-US","US","ks",{"v":0.2,"d":"20.00%"},{"v":7388.04,"d":"7,388.04"},{"v":7388.04,"d":"7,388.04"},{"v":0,"d":"0.00"},{"v":0,"d":"0.0000%"},"I","AGG, NCH, ORT, ZP",90189084]
[3900,"XD13.2","X03591","P94655","Katéter epidurálny ovládateľný videom navádzaný Resascope","mäkký hrot s fixáciou, tuhý hrot s fixáciou","AGU","IT","ks",{"v":0.2,"d":"20.00%"},{"v":7794.3,"d":"7,794.30"},{"v":7388.04,"d":"7,388.04"},406.26,{"v":0.052123,"d":"5.2123%"},"S","AGG, NCH, ORT, ZP",90189084]
[3901,{"$nulls":3},"XD14 Nástroje na neurochirurgiu"]
[3902,{"$nulls":3},"XD14.1 Elektróda ku intraoperačnému elektrofyziologickému monitoringu hlavových nervov, miechy a miechových koreňov",{"$nulls":10},{"v":486.6,"d":"486.600000"},"set"]
[3903,"XD14.1","X04858","P99340","Systém NVM5","s príslušenstvom","NUI","US","set",{"v":0.2,"d":"20.00%"},{"v":486,"d":"486.00"},{"v":486,"d":"486.00"},{"v":0,"d":"0.00"},{"v":0,"d":"0.0000%"},"I","MFC, NCH, ORL, ORT",90211010]
[3904,"XD14.1","X02327","P84135","NIM-Eclipse - zariadenie monitorovacie neurologické","Cranial Nerve Monitoring","AXS-US","US","set",{"v":0.2,"d":"20.00%"},{"v":486.6,"d":"486.60"},{"v":486.6,"d":"486.60"},{"v":0,"d":"0.00"},{"v":0,"d":"0.0000%"},"I","MFC, NCH, ORL, ORT",90211010]
[3905,{"$nulls":3},"XD14.2 Elektróda ku intraoperačnému elektrofyziologickému monitoringu miechy a miechových koreňov",{"$nulls":10},{"v":1057.99,"d":"1,057.990000"},"set"]
[3906,"XD14.2","X04859","P99340","Systém NVM5","s príslušenstvom","NUI","US","set",{"v":0.2,"d":"20.00%"},{"v":1057,"d":"1,057.00"},{"v":1057,"d":"1,057.00"},{"v":0,"d":"0.00"},{"v":0,"d":"0.0000%"},"I","NCH, ORT",90211010]
[3907,"XD14.2","X02951","P84135","NIM-Eclipse - zariadenie monitorovacie neurologické","Operatérom priamo riadený neuromonitoring s MEP pre základnú hrudnú driekovú a krčnú fixáciu Zadný prístup","AXS-US","US","set",{"v":0.2,"d":"20.00%"},{"v":1057.99,"d":"1,057.99"},{"v":1057.99,"d":"1,057.99"},{"v":0,"d":"0.00"},{"v":0,"d":"0.0000%"},"I","NCH, ORT",90211010]
[3908,{"$nulls":3},"XD14.3 Navigačná transpedikulárna sonda",{"$nulls":10},{"v":1594,"d":"1,594.000000"},"set"]
[3909,"XD14.3","X05070","P81004","Nástroj chirurgický PediGuard","na ortopedickú neurochirurgiu","SGU","FR","set",{"v":0.1,"d":"10.00%"},{"v":1594.01,"d":"1,594.01"},{"v":1594,"d":"1,594.00"},0.01,{"v":5.999999999999999e-06,"d":"0.0006%"},"S","NCH, ORT, UCH",90213990]
[3910,{"$nulls":3},"XE1 Implantáty maxilofaciálne"]
[3911,{"$nulls":3},"XE1.1 Maxilárny distraktor",{"$nulls":10},{"v":1749.66,"d":"1,749.660000"},"set"]
[3912,"XE1.1","X01347","Z35135","Distraktor MD04","27x40 mm, maxilárny distraktor s príslušenstvom","MARTIKAN","SK","set",{"v":0.1,"d":"10.00%"},{"v":1749.66,"d":"1,749.66"},{"v":1749.66,"d":"1,749.66"},{"v":0,"d":"0.00"},{"v":0,"d":"0.0000%"},"I","MFC",90211090]
[3913,{"$nulls":3},"XE1.2 Mandibulárny distraktor",{"$nulls":10},{"v":1499.19,"d":"1,499.190000"},"set"]
[3914,"XE1.2","X04194","P71282","Implantát Synthes CMF, skelet hlavy; Alveolárny distraktor","8 - 16mm, distraktor s príslušenstvom","SYT-CH","CH","ks",{"v":0.1,"d":"10.00%"},{"v":1304.76,"d":"1,304.76"},{"v":1304.76,"d":"1,304.76"},{"v":0,"d":"0.00"},{"v":0,"d":"0.0000%"},"I","MFC",90211090]
[3915,"XE1.2","X01346","Z35135","Distraktor MD06","18 x 48 mm, mandibulárny distraktor s príslušenstvom","MARTIKAN","SK","set",{"v":0.1,"d":"10.00%"},{"v":1499.19,"d":"1,499.19"},{"v":1499.19,"d":"1,499.19"},{"v":0,"d":"0.00"},{"v":0,"d":"0.0000%"},"I","MFC",90211090]
[3916,{"$nulls":3},"XE1.4 Fronto-orbito maxilárny fixačný systém"]
[3917,{"$nulls":3},"XE1.4.1 Fronto-orbito maxilárny fixačný systém dlahy",{"$nulls":10},{"v":43.56,"d":"43.560000"},"set/jeden otvor so skrutkou"]
[3918,"XE1.4.1","X02271","P69896","Dlahy CMS, Micro, Mini","Systém pozostávajúci z rôzneho tvaru fixačnýchných dláh a skrutiek rôznych dĺžok a priemerov.","MEDICON","DE","set",{"v":0.1,"d":"10.00%"},43.56,43.56,{"v":0,"d":"0.00"},{"v":0,"d":"0.0000%"},"I","MFC, NCH, ORL, UCH",90211090]
[3919,"XE1.4.1","X01348","Z35135","Dlahy DS a DV","Dlaha DS hrúbky 0,5 a 1,0 mm.","MARTIKAN","SK","set",{"v":0.1,"d":"10.00%"},43.56,43.56,{"v":0,"d":"0.00"},{"v":0,"d":"0.0000%"},"I","MFC, NCH, ORL, UCH",90211090]
[3920,"XE1.4.1","X01328","P71282","Matrix Neuro","fixačný systém pozostávajúci z fixačných dláh rôznych tvarov a veľkostí a fixačných skrutiek.  Set pozostávajúci z jednej jednootvorovej dlahy a jednej skutky.","SYT-CH","CH","set",{"v":0.1,"d":"10.00%"},43.56,43.56,{"v":0,"d":"0.00"},{"v":0,"d":"0.0000%"},"I","MFC, NCH, ORL, UCH",90219090]
[3921,{"$nulls":3},"XE1.4.2 Fronto-orbito maxilárny fixačný systém sieťky",{"$nulls":10},{"v":10.77,"d":"10.770000"},"set/cm2"]
[3922,"XE1.4.2","X01550","P71285","Matrix Neuro","fixacný systém pozostávajúci z tvarovatelných  titánových sietok rôznych tvarov a velkostí a fixacných skrutiek.  Set pozostávajúci zo sietky o rozmere 1cm2 s príslušným poctom fixacných skrutiek.","SYT-CH","CH","set",{"v":0.1,"d":"10.00%"},10.77,10.77,{"v":0,"d":"0.00"},{"v":0,"d":"0.0000%"},"I","MFC, NCH, ORL, UCH",90219090]
[3923,{"$nulls":3},"XE1.5 Orbito maxilárny fixačný systém"]
[3924,{"$nulls":3},"XE1.5.1 Orbito maxilárny fixačný systém dlahy",{"$nulls":10},{"v":48,"d":"48.000000"},"set/jeden otvor so skrutkou"]
[3925,"XE1.5.1","X01554","Z35135","Dlaha DV","Dlaha DV hrúbky 0,5 a 1,0 mm.","MARTIKAN","SK","set",{"v":0.1,"d":"10.00%"},45.38,45.38,{"v":0,"d":"0.00"},{"v":0,"d":"0.0000%"},"I","MFC, ORL",90211090]
[3926,"XE1.5.1","X03331","P72095","Implantát CMF - titanový systém","s príslušenstvom, kraniomaxillofaciálna fixácia","WLS","US","set",{"v":0.1,"d":"10.00%"},{"v":48,"d":"48.00"},{"v":48,"d":"48.00"},{"v":0,"d":"0.00"},{"v":0,"d":"0.0000%"},"I","MFC, ORL",90214000]
[3927,"XE1.5.1","X01327","P71282","Matrix Midface","Fixačný systém pozostávajúci z fixačných dláh rôznych tvarov a veľkostí a fixačných skrutiek.  Set pozostávajúci z jednej jednootvorovej dlahy a jednej skutky.","SYT-CH","CH","set",{"v":0.1,"d":"10.00%"},{"v":48,"d":"48.00"},{"v":48,"d":"48.00"},{"v":0,"d":"0.00"},{"v":0,"d":"0.0000%"},"I","MFC, ORL",90219090]
[3928,{"$nulls":3},"XE1.5.2 Orbito maxilárny fixačný systém sieťky",{"$nulls":10},{"v":10.77,"d":"10.770000"},"set/cm2"]
[3929,"XE1.5.2","X01549","P71285","Matrix Midface","Fixacný systém pozostávajúci z tvarovatelných  titánových sietok rôznych velkostí a fixacných skrutiek.  Set pozostávajúci zo sietky o rozmere 1cm2 s príslušným poctom fixacných skrutiek.","SYT-CH","CH","set",{"v":0.1,"d":"10.00%"},10.77,10.77,{"v":0,"d":"0.00"},{"v":0,"d":"0.0000%"},"I","MFC, ORL",90219090]
[3930,"XE1.5.2","X03329","P72095","Implantát CMF - titanový systém","s príslušenstvom, kraniomaxillofaciálna fixácia","WLS","US","set",{"v":0.1,"d":"10.00%"},{"v":16,"d":"16.00"},10.77,5.23,{"v":0.326875,"d":"32.6875%"},"S","MFC, ORL",90214000]
[3931,{"$nulls":3},"XE1.5.3 Orbito maxilárny fixačný systém tvarované sieťky",{"$nulls":10},{"v":773,"d":"773.000000"},"set"]
[3932,"XE1.5.3","X03333","P72095","Implantát CMF - titanový systém","s príslušenstvom, kraniomaxillofaciálna fixácia","WLS","US","set",{"v":0.1,"d":"10.00%"},{"v":773,"d":"773.00"},{"v":773,"d":"773.00"},{"v":0,"d":"0.00"},{"v":0,"d":"0.0000%"},"I","MFC, ORL",90214000]
[3933,"XE1.5.3","X01553","P71285","Matrix Midface","Fixacný systém pozostávajúci z predtvarovaných  titánových sietok  rôznych veľkostí a fixačných skrutiek","SYT-CH","CH","set",{"v":0.1,"d":"10.00%"},{"v":773,"d":"773.00"},{"v":773,"d":"773.00"},{"v":0,"d":"0.00"},{"v":0,"d":"0.0000%"},"I","MFC, ORL",90219090]
[3934,{"$nulls":3},"XE1.6 Mandibulárny fixačný systém"]
[3935,{"$nulls":3},"XE1.6.1 Mandibulárny fixačný systém dlahy",{"$nulls":10},{"v":58,"d":"58.000000"},"set/jeden otvor so skrutkou"]
[3936,"XE1.6.1","X01555","Z35135","Dlaha DV","Dlaha DV hrúbky 1,5 a 2,0 mm.","MARTIKAN","SK","set",{"v":0.1,"d":"10.00%"},55.66,55.66,{"v":0,"d":"0.00"},{"v":0,"d":"0.0000%"},"I","MFC, ORL",90211090]
[3937,"XE1.6.1","X01326","P71282","Matrix Mandible","Fixačný systém pozostávajúci z fixačných dláh rôznych tvarov a veľkostí a fixačných skrutiek.  Set pozostávajúci z jednej jednootvorovej dlahy a jednej skutky.","SYT-CH","CH","set",{"v":0.1,"d":"10.00%"},{"v":58,"d":"58.00"},{"v":58,"d":"58.00"},{"v":0,"d":"0.00"},{"v":0,"d":"0.0000%"},"I","MFC, ORL",90219090]
[3938,{"$nulls":3},"XE1.6.2 Mandibulárny fixačný systém náhrada kondylu",{"$nulls":10},{"v":750.01,"d":"750.010000"},"set"]
[3939,"XE1.6.2","X01552","P71285","Matrix Mandible","Fixacný systém pozostávajúci z náhrady kondylu mandibuly, protidlahy a dvoch zaistovacích skrutiek tvoriaci set.","SYT-CH","CH","set",{"v":0.1,"d":"10.00%"},750.01,750.01,{"v":0,"d":"0.00"},{"v":0,"d":"0.0000%"},"I","MFC",90219090]
[3940,{"$nulls":3},"XE1.7 Fixačná skrutka",{"$nulls":10},{"v":26.26,"d":"26.260000"},"ks"]
[3941,"XE1.7","X02272","P69899","Skrutka dlahová","Skrutka dlahová priemeru 1,2 - 2,7 mm, dĺžky 3 - 23 mm","MEDICON","DE","ks",{"v":0.1,"d":"10.00%"},20.92,20.92,{"v":0,"d":"0.00"},{"v":0,"d":"0.0000%"},"I","MFC, ORL",90211090]
[3942,"XE1.7","X03330","P72095","Implantát CMF - titanový systém","s príslušenstvom, kraniomaxillofaciálna fixácia","WLS","US","ks",{"v":0.1,"d":"10.00%"},26.26,26.26,{"v":0,"d":"0.00"},{"v":0,"d":"0.0000%"},"I","MFC, ORL",90214000]
[3943,"XE1.7","X01551","P71285","Matrix Neuro-Midface-Mandible","Fixacná skrutka pre fronto-orbito-maxilo-mandibulárny systém","SYT-CH","CH","ks",{"v":0.1,"d":"10.00%"},26.26,26.26,{"v":0,"d":"0.00"},{"v":0,"d":"0.0000%"},"I","MFC, ORL",90219090]
[3944,"XE1.7","X01572","Z35135","Skrutka dlahová SD","Fixačná skrutka pre fronto-orbito-maxilo-mandibulárny systém.","MARTIKAN","SK","ks",{"v":0.1,"d":"10.00%"},26.26,26.26,{"v":0,"d":"0.00"},{"v":0,"d":"0.0000%"},"I","MFC, ORL",90211090]
[3945,{"$nulls":3},"XE1.8.1 Fronto-orbito maxilárny fixačný systém dlahy, rezorbovateľný",{"$nulls":10},{"v":114.01,"d":"114.010000"},"set"]
[3946,"XE1.8.1","X05299","P71284","RapidSorb Resorbable Fixation System","Rezorbovatelné fixačné dlahy a mriežky. Set = 1otvor a 1skrutka","SYT","CH","set",{"v":0.1,"d":"10.00%"},114.01,114.01,{"v":0,"d":"0.00"},{"v":0,"d":"0.0000%"},"I","MFC, NCH, ORL",90211090]
[3947,{"$nulls":3},"XE1.8.2 Fronto-orbito maxilárny fixačný systém sieťky, rezorbovateľný",{"$nulls":10},{"v":21.01,"d":"21.010000"},"set"]
[3948,"XE1.8.2","X05298","P71284","RapidSorb Resorbable Fixation System","Rezorbovatelné fixačné sietky. Set = 1cm2","SYT","CH","set",{"v":0.1,"d":"10.00%"},21.01,21.01,{"v":0,"d":"0.00"},{"v":0,"d":"0.0000%"},"I","MFC, NCH, ORL",90211090]
[3949,{"$nulls":3},"XE1.8.3 Fixačná skrutka, rezorbovateľná",{"$nulls":10},{"v":66.01,"d":"66.010000"},"ks"]
[3950,"XE1.8.3","X05297","P71284","RapidSorb Resorbable Fixation System","Rezorbovatelné fixačné skrutky","SYT","CH","ks",{"v":0.1,"d":"10.00%"},66.01,66.01,{"v":0,"d":"0.00"},{"v":0,"d":"0.0000%"},"I","MFC, NCH, ORL",90211090]
[3951,{"$nulls":3},"XF1 Implanáty očné"]
[3952,{"$nulls":3},"XF2.8 Umelá vnútroočná šošovka zadnokomorová monofokálna afakická – tvrdá",{"$nulls":10},{"v":60.06,"d":"60.060000"},"ks"]
[3953,"XF2.8","X02336","O75423","A-LENS A-105 vnútroočná šošovka","A-LENS A-105 vnútroočná zadnokomorová tvrdá šošovka","ABD","DE","ks",{"v":0.1,"d":"10.00%"},60.06,60.06,{"v":0,"d":"0.00"},{"v":0,"d":"0.0000%"},"I","OPH",90213990]
[3954,{"$nulls":3},"XF2.9.1 Umelá vnútroočná šošovka zadnokomorová  afakická, monofokálna –  foldovateľná hydrofilná s hranatým okrajom",{"$nulls":10},{"v":91,"d":"91.000000"},"ks"]
[3955,"XF2.9.1","X02055","O58613","Šošovka vnútroočná hydrofilná Aqua-Sense","akrylátová","AAS-US","US","ks",{"v":0.1,"d":"10.00%"},65.18,65.18,{"v":0,"d":"0.00"},{"v":0,"d":"0.0000%"},"I","OPH",90213990]
[3956,"XF2.9.1","X02337","O75424","Softcryl A2000 vnútroočná šošovka","Softcryl A2000 vnútroočná zadnokomorová hydrofilná šošovka vrátane - mäkká foldovateľná vrátane kártridža","ABD","De","ks",{"v":0.1,"d":"10.00%"},{"v":70,"d":"70.00"},{"v":70,"d":"70.00"},{"v":0,"d":"0.00"},{"v":0,"d":"0.0000%"},"I","OPH",90213990]
[3957,"XF2.9.1","X02338","O75424","Softcryl F2000 vnútroočná šošovka","Softcryl F2000 vnútroočná zadnokomorová hydrofilná šošovka vrátane - mäkká foldovateľná vrátane kártridža","ABD","DE","ks",{"v":0.1,"d":"10.00%"},{"v":70,"d":"70.00"},{"v":70,"d":"70.00"},{"v":0,"d":"0.00"},{"v":0,"d":"0.0000%"},"I","OPH",90213990]
[3958,"XF2.9.1","X02056","O64790","Šošovky vnútroočné mäkké","HEMA Softec","LEN","US","ks",{"v":0.1,"d":"10.00%"},{"v":70,"d":"70.00"},{"v":70,"d":"70.00"},{"v":0,"d":"0.00"},{"v":0,"d":"0.0000%"},"I","OPH",90213910]
[3959,"XF2.9.1","X02430","O92319","Vnútroočná šošovka AL204","Vnútroočná šošovka AL204 vrátane kartridža","ABD","DE","ks",{"v":0.1,"d":"10.00%"},{"v":70,"d":"70.00"},{"v":70,"d":"70.00"},{"v":0,"d":"0.00"},{"v":0,"d":"0.0000%"},"I","OPH",90213990]
[3960,"XF2.9.1","X02109","P78017","Intraokulárna vnútroočná šošovka Akreos AO - MI60","Hydrofilná akrylátová","BL","US","ks",{"v":0.1,"d":"10.00%"},{"v":91,"d":"91.00"},{"v":91,"d":"91.00"},{"v":0,"d":"0.00"},{"v":0,"d":"0.0000%"},"I","OPH",90213910]
[3961,"XF2.9.1","X02424","O64790","Šošovky vnútroočné mäkké","HEMA Softec HD, HDO vrátane kártridža","LEN","US","ks",{"v":0.1,"d":"10.00%"},{"v":110,"d":"110.00"},{"v":91,"d":"91.00"},{"v":19,"d":"19.00"},{"v":0.172727,"d":"17.2727%"},"S","OPH",90213910]
[3962,"XF2.9.1","X02058","O64791","Šošovky vnútroočné mäkké","HEMA Tetraflex","LEN","US","ks",{"v":0.1,"d":"10.00%"},{"v":500,"d":"500.00"},{"v":91,"d":"91.00"},{"v":409,"d":"409.00"},{"v":0.818,"d":"81.8000%"},"S","OPH",90213910]
[3963,{"$nulls":3},"XF2.9.2 Umelá vnútroočná šošovka zadnokomorová afakická, monofokálna –  foldovateľná hydrofilná s hranatým okrajom, asférická",{"$nulls":10},{"v":94,"d":"94.000000"},"ks"]
[3964,"XF2.9.2","X04465","P97227","Šošovka vnútroočná RayOne Aspheric","model RAO600C","RAY","GB","ks",{"v":0.1,"d":"10.00%"},{"v":93.5,"d":"93.50"},{"v":93.5,"d":"93.50"},{"v":0,"d":"0.00"},{"v":0,"d":"0.0000%"},"I","OPH",90213910]
[3965,"XF2.9.2","X04084","P96228","Šošovka vnútroočná HEMA","model Softec HDM, mäkká","LEN","BR","ks",{"v":0.1,"d":"10.00%"},{"v":94,"d":"94.00"},{"v":94,"d":"94.00"},{"v":0,"d":"0.00"},{"v":0,"d":"0.0000%"},"I","OPH",90213990]
[3966,{"$nulls":3},"XF2.9.3 Umelá vnútroočná šošovka zadnokomorová afakická  –  foldovateľná hydrofilná s hranatým okrajom so žltým filtrom",{"$nulls":10},{"v":105.89,"d":"105.890000"},"ks"]
[3967,"XF2.9.3","X04769","O97004","Šošovka vnútroočná asférická Bi-Flex 677ABY","so žltým filtrom","XMC","HU","ks",{"v":0.1,"d":"10.00%"},{"v":103,"d":"103.00"},{"v":103,"d":"103.00"},{"v":0,"d":"0.00"},{"v":0,"d":"0.0000%"},"I","OPH",90213990]
[3968,"XF2.9.3","X04440","O97006","Šošovka vnútroočná asférická Bi-Flex 677PY","so žltým filtrom, preloadovaná","XMC","HU","ks",{"v":0.1,"d":"10.00%"},{"v":103,"d":"103.00"},{"v":103,"d":"103.00"},{"v":0,"d":"0.00"},{"v":0,"d":"0.0000%"},"I","OPH",90213990]
[3969,"XF2.9.3","X02081","O81362","Šošovka vnútroočná hydrofilná akrylátová BioLine Yellow","Accurate Aspheric asferická","IMD-DE","DE","ks",{"v":0.1,"d":"10.00%"},105.89,105.89,{"v":0,"d":"0.00"},{"v":0,"d":"0.0000%"},"I","OPH",90213990]
[3970,"XF2.9.3","X03070","O69143","Šošovka vnútroočná mäkká Q-Flex","640 ABY XMC","VIE","CR","ks",{"v":0.1,"d":"10.00%"},105.89,105.89,{"v":0,"d":"0.00"},{"v":0,"d":"0.0000%"},"I","OPH",90213990]
[3971,"XF2.9.3","X02425","O64790","Šošovky vnútroočné mäkké","HEMA Softec HDY vrátane kártridža","LEN","US","ks",{"v":0.1,"d":"10.00%"},125.01,105.89,19.12,{"v":0.152948,"d":"15.2948%"},"S","OPH",90213910]
[3972,"XF2.9.3","X02057","O64790","Šošovky vnútroočné mäkké","HEMA Softec","LEN","US","ks",{"v":0.1,"d":"10.00%"},144.99,105.89,{"v":39.1,"d":"39.10"},{"v":0.269674,"d":"26.9674%"},"S","OPH",90213910]
[3973,{"$nulls":3},"XF2.9.5 Umelá vnútroočná šošovka zadnokomorová afakická, monofokálna –  foldovateľná hydrofilná s hranatým okrajom, asférická so žltým filtrom, torická"]
[3974,{"$nulls":3},"XF2.10.1 Umelá vnútroočná šošovka zadnokomorová afakická  –  foldovateľná hydrofóbna s hranatým okrajom",{"$nulls":10},{"v":110,"d":"110.000000"},"ks"]
[3975,"XF2.10.1","X04490","O96906","Šošovka vnútroočná zadnokomorová CT LUCIA","211P","AKC","DE","ks",{"v":0.1,"d":"10.00%"},107.98,107.98,{"v":0,"d":"0.00"},{"v":0,"d":"0.0000%"},"I","OPH",90213990]
[3976,"XF2.10.1","X02073","O81310","Šošovky vnútroočné hydrofóbne","Lentis/L-302-1 (sferická); L-312 (asferická)","OCU-NL","NL","ks",{"v":0.1,"d":"10.00%"},107.99,107.99,{"v":0,"d":"0.00"},{"v":0,"d":"0.0000%"},"I","OPH",90213990]
[3977,"XF2.10.1","X02122","O65074","Šošovka vnútroočná Sensar","Acrylic monofocal, model AR40e","JJ","US","ks",{"v":0.1,"d":"10.00%"},{"v":108.9,"d":"108.90"},{"v":108.9,"d":"108.90"},{"v":0,"d":"0.00"},{"v":0,"d":"0.0000%"},"I","OPH",90213990]
[3978,"XF2.10.1","X02121","O76670","Šošovka vnútroočná Tecnis","Acrylic monofocal, model ZA9003","JJ","US","ks",{"v":0.1,"d":"10.00%"},{"v":108.9,"d":"108.90"},{"v":108.9,"d":"108.90"},{"v":0,"d":"0.00"},{"v":0,"d":"0.0000%"},"I","OPH",90213990]
[3979,"XF2.10.1","X05220","O2155A","Šošovka vnútroočná zadnokomorová CT LUCIA 221P",null,"CZH","DE","ks",{"v":0.1,"d":"10.00%"},{"v":109.6,"d":"109.60"},{"v":109.6,"d":"109.60"},{"v":0,"d":"0.00"},{"v":0,"d":"0.0000%"},"I","OPH",90213990]
[3980,"XF2.10.1","X04986","P0438A","Šošovka vnútroočná EnVista hydrofóbna akrylová so zavádzacím systémom SimplifEYE","MX60PLC","BL","US","ks",{"v":0.1,"d":"10.00%"},109.71,109.71,{"v":0,"d":"0.00"},{"v":0,"d":"0.0000%"},"I","OPH",90213990]
[3981,"XF2.10.1","X02062","O65974","CT 37A vnútroočná šošovka","CT 37A vnútroočná zadnokomorová monofokálna afakická - mäkká foldovateľná šošovka vrátane kartridža","ACK","DE","ks",{"v":0.1,"d":"10.00%"},{"v":110,"d":"110.00"},{"v":110,"d":"110.00"},{"v":0,"d":"0.00"},{"v":0,"d":"0.0000%"},"I","OPH",90213990]
[3982,"XF2.10.1","X02063","O65974","CT 47S vnútroočná šošovka","CT 47S vnútroočná zadnokomorová monofokálna afakická - mäkká foldovateľná šošovka vrátane kartridža","ACK","DE","ks",{"v":0.1,"d":"10.00%"},{"v":110,"d":"110.00"},{"v":110,"d":"110.00"},{"v":0,"d":"0.00"},{"v":0,"d":"0.0000%"},"I","OPH",90213990]
[3983,"XF2.10.1","X02059","O65288","CT ASPHINA 404 vnútroočná šošovka","CT ASPHINA 404 vnútroočná zadnokomorová monofokálna afakická - mäkká foldovateľná šošovka vrátane kartridža","ACK","DE","ks",{"v":0.1,"d":"10.00%"},{"v":110,"d":"110.00"},{"v":110,"d":"110.00"},{"v":0,"d":"0.00"},{"v":0,"d":"0.0000%"},"I","OPH",90213990]
[3984,"XF2.10.1","X02064","O65974","CT SPHERIS 204 vnútroočná šošovka","CT SPHERIS 204 vnútroočná zadnokomorová monofokálna afakická - mäkká foldovateľná šošovka vrátane kartridža","ACK","DE","ks",{"v":0.1,"d":"10.00%"},{"v":110,"d":"110.00"},{"v":110,"d":"110.00"},{"v":0,"d":"0.00"},{"v":0,"d":"0.0000%"},"I","OPH",90213990]
[3985,"XF2.10.1","X02065","O65974","CT SPHERIS 209M vnútroočná šošovka","CT SPHERIS 209M vnútroočná zadnokomorová monofokálna afakická - mäkká foldovateľná šošovka vrátane kartridža","ACK","DE","ks",{"v":0.1,"d":"10.00%"},{"v":110,"d":"110.00"},{"v":110,"d":"110.00"},{"v":0,"d":"0.00"},{"v":0,"d":"0.0000%"},"I","OPH",90213990]
[3986,"XF2.10.1","X02050","O58277","Šošovka vnútroočná zadnokomorová AcrySof® Model MA60AC","UV Multi-Piece IOL","ALC","US","ks",{"v":0.1,"d":"10.00%"},{"v":110,"d":"110.00"},{"v":110,"d":"110.00"},{"v":0,"d":"0.00"},{"v":0,"d":"0.0000%"},"I","OPH",90213990]
[3987,"XF2.10.1","X02051","O58277","Šošovka vnútroočná zadnokomorová AcrySof® multipiece - Expand series Model MA60MA","UV Multi-Piece IOL","ALC","US","ks",{"v":0.1,"d":"10.00%"},{"v":110,"d":"110.00"},{"v":110,"d":"110.00"},{"v":0,"d":"0.00"},{"v":0,"d":"0.0000%"},"I","OPH",90213990]
[3988,"XF2.10.1","X02042","O56662","Šošovka vnútroočná zadnokomorová AcrySof® single piece Model SA60AT","Single-Piece IOL","ALC","US","ks",{"v":0.1,"d":"10.00%"},{"v":110,"d":"110.00"},{"v":110,"d":"110.00"},{"v":0,"d":"0.00"},{"v":0,"d":"0.0000%"},"I","OPH",90213990]
[3989,"XF2.10.1","X02127","O90470","Šošovka vnútroočná Sensar","Monofocal 1-piece, model AAB00","JJ","US","ks",{"v":0.1,"d":"10.00%"},117.37,{"v":110,"d":"110.00"},7.37,{"v":0.062793,"d":"6.2793%"},"S","OPH",90213990]
[3990,"XF2.10.1","X02060","O65288","CT ASPHINA 509M vnútroočná šošovka","CT ASPHINA 509M vnútroočná zadnokomorová monofokálna afakická - mäkká foldovateľná šošovka vrátane kartridža","ACK","DE","ks",{"v":0.1,"d":"10.00%"},139.92,{"v":110,"d":"110.00"},29.92,{"v":0.21383600000000003,"d":"21.3836%"},"S","OPH",90213990]
[3991,"XF2.10.1","X02112","P89217","Intraokulárna vnútroočná šošovka enVista - MX60","Hydrofóbna akrylátová","BL","US","ks",{"v":0.1,"d":"10.00%"},{"v":143,"d":"143.00"},{"v":110,"d":"110.00"},{"v":33,"d":"33.00"},{"v":0.23076899999999997,"d":"23.0769%"},"S","OPH",90213910]
[3992,"XF2.10.1","X03985","O65288","CT ASPHINA 409M vnútroočná šošovka","CT ASPHINA 409M vnútroočná zadnokomorová monofokálna afakická - mäkká foldovateľná šošovka vrátane kartridža","ACK","DE","ks",{"v":0.1,"d":"10.00%"},144.98,{"v":110,"d":"110.00"},34.98,{"v":0.24127500000000002,"d":"24.1275%"},"S","OPH",90213990]
[3993,"XF2.10.1","X04698","O96229","Šošovka vnútroočná kopolymérová akrylová Softec HP 1","hydrofóbna","LEN","BR","ks",{"v":0.1,"d":"10.00%"},159.01,{"v":110,"d":"110.00"},49.01,{"v":0.30822,"d":"30.8220%"},"S","OPH",90213990]
[3994,"XF2.10.1","X02123","O82041","Šošovka vnútroočná Tecnis","Monofocal 1-piece, model ZCB00","JJ","US","ks",{"v":0.1,"d":"10.00%"},175.45,{"v":110,"d":"110.00"},65.45,{"v":0.37304099999999996,"d":"37.3041%"},"S","OPH",90213990]
[3995,"XF2.10.1","X02429","O92153","Šošovka vnútroočná Tecnis","iTec, preloaded 1-piece, model PCB00","JJ","US","ks",{"v":0.1,"d":"10.00%"},175.45,{"v":110,"d":"110.00"},65.45,{"v":0.37304099999999996,"d":"37.3041%"},"S","OPH",90213990]
[3996,"XF2.10.1","X02079","O85534","Šošovky vnútroočné hydrofóbne Lentis","LS-313 MF","OCU-NL","NL","ks",{"v":0.1,"d":"10.00%"},{"v":440,"d":"440.00"},{"v":110,"d":"110.00"},{"v":330,"d":"330.00"},{"v":0.75,"d":"75.0000%"},"S","OPH",90213990]
[3997,"XF2.10.1","X02067","O76002","AT LISA 801 vnútroočná šošovka","AT LISA 801 vnútroočná zadnokomorová šošovka presbyopická afakická (akomodačá, difrakčná, multifokálna) - mäkká foldovateľná vrátane kartridža","ACK","DE","ks",{"v":0.1,"d":"10.00%"},498.52,{"v":110,"d":"110.00"},388.52,{"v":0.779347,"d":"77.9347%"},"S","OPH",90213990]
[3998,"XF2.10.1","X02068","O76002","AT LISA 802 vnútroočná šošovka","AT LISA 802 vnútroočná zadnokomorová šošovka presbyopická afakická (akomodačá, difrakčná, multifokálna) - mäkká foldovateľná vrátane kartridža","ACK","DE","ks",{"v":0.1,"d":"10.00%"},598.95,{"v":110,"d":"110.00"},488.95,{"v":0.816345,"d":"81.6345%"},"S","OPH",90213990]
[3999,"XF2.10.1","X02069","O76002","AT LISA 809M vnútroočná šošovka","AT LISA 809M vnútroočná zadnokomorová šošovka presbyopická afakická (akomodačá, difrakčná, multifokálna) - mäkká foldovateľná vrátane kartridža","ACK","DE","ks",{"v":0.1,"d":"10.00%"},598.95,{"v":110,"d":"110.00"},488.95,{"v":0.816345,"d":"81.6345%"},"S","OPH",90213990]
[4000,"XF2.10.1","X02066","O68667","WIOL-CF vnútroočná šošovka","WIOL-CF vnútroočná šošovka vrátane kartridža","G-M","CZ","ks",{"v":0.1,"d":"10.00%"},{"v":624.8,"d":"624.80"},{"v":110,"d":"110.00"},{"v":514.8,"d":"514.80"},{"v":0.823944,"d":"82.3944%"},"S","OPH",90213990]
[4001,"XF2.10.1","X04563","P97859","AT LARA 829MP vnútroočná šošovka","AT LARA 829MP vnútroočná šošovka difrakčná, asférická vrátane injektora - \"preloaded\"","AKC","DE","ks",{"v":0.1,"d":"10.00%"},{"v":640.7,"d":"640.70"},{"v":110,"d":"110.00"},{"v":530.7,"d":"530.70"},{"v":0.828313,"d":"82.8313%"},"S","OPH",90213990]
[4002,"XF2.10.1","X02427","O92151","Šošovka vnútroočná Tecnis","Multifocal 1-piece, model ZLB00","JJ","US","ks",{"v":0.1,"d":"10.00%"},{"v":738.1,"d":"738.10"},{"v":110,"d":"110.00"},{"v":628.1,"d":"628.10"},{"v":0.8509690000000001,"d":"85.0969%"},"S","OPH",90213990]
[4003,"XF2.10.1","X02426","O92150","Šošovka vnútroočná Tecnis","Multifocal 1-piece, model ZKB00","JJ","US","ks",{"v":0.1,"d":"10.00%"},{"v":738.1,"d":"738.10"},{"v":110,"d":"110.00"},{"v":628.1,"d":"628.10"},{"v":0.8509690000000001,"d":"85.0969%"},"S","OPH",90213990]
[4004,"XF2.10.1","X02124","O85529","Šošovka vnútroočná Tecnis","Multifocal 1-piece, model ZMB00","JJ","US","ks",{"v":0.1,"d":"10.00%"},{"v":738.1,"d":"738.10"},{"v":110,"d":"110.00"},{"v":628.1,"d":"628.10"},{"v":0.8509690000000001,"d":"85.0969%"},"S","OPH",90213990]
[4005,"XF2.10.1","X03301","O93734","Šošovka vnútroočná Tecnis","Symfony extended, 1 piece, Model ZXR00","JJ","US","ks",{"v":0.1,"d":"10.00%"},{"v":822.8,"d":"822.80"},{"v":110,"d":"110.00"},{"v":712.8,"d":"712.80"},{"v":0.86631,"d":"86.6310%"},"S","OPH",90213990]
[4006,"XF2.10.1","X02071","O76002","AT LISA tri 839MP vnútroočná šošovka","AT LISA tri 839MP vnútroočná zadnokomorová šošovka presbyopická afakická (akomodačá, difrakčná, multifokálna) - mäkká foldovateľná vrátane kartridža","ACK","DE","ks",{"v":0.1,"d":"10.00%"},989.78,{"v":110,"d":"110.00"},879.78,{"v":0.888864,"d":"88.8864%"},"S","OPH",90213990]
[4007,{"$nulls":3},"XF2.10.2 Umelá vnútroočná šošovka zadnokomorová afakická, monofokálna –  foldovateľná hydrofóbna s hranatým okrajom, asférická",{"$nulls":10},{"v":139.92,"d":"139.920000"},"ks"]
[4008,"XF2.10.2","X04845","P98503","Šošovka vnútroočná i-stream GL","hydrofóbna, asférická, bikonvexná, žltý filter","MHB","IT","ks",{"v":0.1,"d":"10.00%"},{"v":109,"d":"109.00"},{"v":109,"d":"109.00"},{"v":0,"d":"0.00"},{"v":0,"d":"0.0000%"},"I","OPH",90213990]
[4009,"XF2.10.2","X05219","O2156A","Šošovka vnútroočná zadnokomorová CT LUCIA 621P",null,"CZH","DE","ks",{"v":0.1,"d":"10.00%"},109.75,109.75,{"v":0,"d":"0.00"},{"v":0,"d":"0.0000%"},"I","OPH",90213990]
[4010,"XF2.10.2","X04911","O96906","Šošovka vnútroočná zadnokomorová CT LUCIA","611P","CZH","DE","ks",{"v":0.1,"d":"10.00%"},{"v":109.9,"d":"109.90"},{"v":109.9,"d":"109.90"},{"v":0,"d":"0.00"},{"v":0,"d":"0.0000%"},"I","OPH",90213990]
[4011,"XF2.10.2","X03990","O95667","CT LUCIA 601P vnútroočná šošovka","CT LUCIA 601P vnútroočná zadnokomorová afakická, monofokálna –  foldovateľná hydrofóbna šošovka s hranatým okrajom vrátane kartridža","ACK","DE","ks",{"v":0.1,"d":"10.00%"},{"v":110,"d":"110.00"},{"v":110,"d":"110.00"},{"v":0,"d":"0.00"},{"v":0,"d":"0.0000%"},"I","OPH",90213990]
[4012,"XF2.10.2","X04907","O0138A","Šošovka vnútroočná SAL 302AC","monofokálna číra","MUJ","US","ks",{"v":0.1,"d":"10.00%"},{"v":110,"d":"110.00"},{"v":110,"d":"110.00"},{"v":0,"d":"0.00"},{"v":0,"d":"0.0000%"},"I","OPH",90213990]
[4013,"XF2.10.2","X04909","O0140A","Šošovka vnútroočná SAL P302AC","monofokálna číra preloadovaná","MUJ","US","ks",{"v":0.1,"d":"10.00%"},{"v":110,"d":"110.00"},{"v":110,"d":"110.00"},{"v":0,"d":"0.00"},{"v":0,"d":"0.0000%"},"I","OPH",90213990]
[4014,"XF2.10.2","X05221","P98889","Šošovka vnútroočná RayOne Hydrophobic Aspheric","model RAO800C","RAY","UK","ks",{"v":0.1,"d":"10.00%"},{"v":133.1,"d":"133.10"},{"v":133.1,"d":"133.10"},{"v":0,"d":"0.00"},{"v":0,"d":"0.0000%"},"I","OPH",90213990]
[4015,"XF2.10.2","X05184","O56662","Šošovka vnútroočná zadnokomorová AcrySof Single-Piece IOL","Model SA60WF","ALC","US","ks",{"v":0.1,"d":"10.00%"},139.92,139.92,{"v":0,"d":"0.00"},{"v":0,"d":"0.0000%"},"I","OPH",90213990]
[4016,{"$nulls":3},"XF2.10.3 Umelá vnútroočná šošovka zadnokomorová afakická  –  foldovateľná hydrofóbna s hranatým okrajom so žltým filtrom",{"$nulls":10},{"v":145.01,"d":"145.010000"},"ks"]
[4017,"XF2.10.3","X02074","O81310","Šošovky vnútroočné hydrofóbne so žtým filtrom","Lentis/LS-302Y (sferická); LS-312Y (asferická)","OCU-NL","NL","ks",{"v":0.1,"d":"10.00%"},{"v":129.8,"d":"129.80"},{"v":129.8,"d":"129.80"},{"v":0,"d":"0.00"},{"v":0,"d":"0.0000%"},"I","OPH",90213990]
[4018,"XF2.10.3","X04892","P98503","Šošovka vnútroočná hydrofilná sterilná I-STREAM MICROFLEX","hybridná, žltý filter, sterilná","MHB","IT","ks",{"v":0.1,"d":"10.00%"},{"v":140,"d":"140.00"},{"v":140,"d":"140.00"},{"v":0,"d":"0.00"},{"v":0,"d":"0.0000%"},"I","OPH",90213990]
[4019,"XF2.10.3","X04906","O0137A","Šošovka vnútroočná SAL 302A","monofokálna žltá","MUJ","US","ks",{"v":0.1,"d":"10.00%"},{"v":140,"d":"140.00"},{"v":140,"d":"140.00"},{"v":0,"d":"0.00"},{"v":0,"d":"0.0000%"},"I","OPH",90213990]
[4020,"XF2.10.3","X04908","O0139A","Šošovka vnútroočná SAL P302A","monofokálna žltá preloadovaná","MUJ","US","ks",{"v":0.1,"d":"10.00%"},{"v":140,"d":"140.00"},{"v":140,"d":"140.00"},{"v":0,"d":"0.00"},{"v":0,"d":"0.0000%"},"I","OPH",90213990]
[4021,"XF2.10.3","X04944","P99775","Šošovka vnútroočná PODEYE","akrylátová monofokálna","PHY","BE","ks",{"v":0.1,"d":"10.00%"},{"v":141,"d":"141.00"},{"v":141,"d":"141.00"},{"v":0,"d":"0.00"},{"v":0,"d":"0.0000%"},"I","OPH",90213990]
[4022,"XF2.10.3","X04439","O97001","Šošovka vnútroočná asférická Bi-Flex POB-MA 877PAY","so žltým filtrom , preloadovaná","XMC","HU","ks",{"v":0.1,"d":"10.00%"},141.99,141.99,{"v":0,"d":"0.00"},{"v":0,"d":"0.0000%"},"I","OPH",90213990]
[4023,"XF2.10.3","X04846","P98503","Šošovka vnútroočná i-stream hybrid","v kartridži, hybridná, žltý filter, sterilná","MHB","IT","ks",{"v":0.1,"d":"10.00%"},{"v":144,"d":"144.00"},{"v":144,"d":"144.00"},{"v":0,"d":"0.00"},{"v":0,"d":"0.0000%"},"I","OPH",90213990]
[4024,"XF2.10.3","X05007","P97414","Šošovka vnútroočná implantovateľná EyeCee One / EyeCee One proloaded",null,"NID","JP","ks",{"v":0.1,"d":"10.00%"},144.43,144.43,{"v":0,"d":"0.00"},{"v":0,"d":"0.0000%"},"I","OPH",90213910]
[4025,"XF2.10.3","X05218","O2157A","Šošovka vnútroočná zadnokomorová CT LUCIA 621PY",null,"CZH","DE","ks",{"v":0.1,"d":"10.00%"},{"v":144.9,"d":"144.90"},{"v":144.9,"d":"144.90"},{"v":0,"d":"0.00"},{"v":0,"d":"0.0000%"},"I","OPH",90213990]
[4026,"XF2.10.3","X02061","O65288","CT ASPHINA 404V vnútroočná šošovka","CT ASPHINA 404V vnútroočná zadnokomorová šošovka afakická - mäkká foldovateľná so žltým filtrom vrátane kartridža","ACK","DE","ks",{"v":0.1,"d":"10.00%"},144.98,144.98,{"v":0,"d":"0.00"},{"v":0,"d":"0.0000%"},"I","OPH",90213990]
[4027,"XF2.10.3","X03991","O95667","CT LUCIA 601PY vnútroočná šošovka","CT LUCIA 601PY vnútroočná zadnokomorová afakická, monofokálna –  foldovateľná hydrofóbna šošovka s hranatým okrajom so žltým filtrom vrátane kartridža","ACK","DE","ks",{"v":0.1,"d":"10.00%"},144.98,144.98,{"v":0,"d":"0.00"},{"v":0,"d":"0.0000%"},"I","OPH",90213990]
[4028,"XF2.10.3","X04438","O96906","CT LUCIA 611PY vnútroočná šošovka","CT LUCIA 611PY vnútroočná šošovka hydrofóbna, asférická so žltým filtrom vrátane injektora - \"preloaded\"","AKC","DE","ks",{"v":0.1,"d":"10.00%"},144.98,144.98,{"v":0,"d":"0.00"},{"v":0,"d":"0.0000%"},"I","OPH",90213990]
[4029,"XF2.10.3","X03703","O94849","Šošovka vnútroočná asferická AcrySof IQ Aspheric IOL","so zavádzacím systémom UltraSert Pre-loaded Delivery system","ALC","US","ks",{"v":0.1,"d":"10.00%"},145.01,145.01,{"v":0,"d":"0.00"},{"v":0,"d":"0.0000%"},"I","OPH",90213990]
[4030,"XF2.10.3","X03992","O95993","Šošovka vnútroočná Tecnis Opti Blue 1-piece ","model ZCB00V ","JJ","US","ks",{"v":0.1,"d":"10.00%"},145.01,145.01,{"v":0,"d":"0.00"},{"v":0,"d":"0.0000%"},"I","OPH",90213990]
[4031,"XF2.10.3","X02044","O56662","Šošovka vnútroočná zadnokomorová AcrySof® IQ","Single-Piece IOL","ALC","US","ks",{"v":0.1,"d":"10.00%"},145.01,145.01,{"v":0,"d":"0.00"},{"v":0,"d":"0.0000%"},"I","OPH",90213990]
[4032,"XF2.10.3","X02053","O58277","Šošovka vnútroočná zadnokomorová AcrySof® Model MN60AC","UV Multi-Piece IOL","ALC","US","ks",{"v":0.1,"d":"10.00%"},145.01,145.01,{"v":0,"d":"0.00"},{"v":0,"d":"0.0000%"},"I","OPH",90213990]
[4033,"XF2.10.3","X02054","O58277","Šošovka vnútroočná zadnokomorová AcrySof® multipiece - Expand series Model MN60MA","UV Multi-Piece IOL","ALC","US","ks",{"v":0.1,"d":"10.00%"},145.01,145.01,{"v":0,"d":"0.00"},{"v":0,"d":"0.0000%"},"I","OPH",90213990]
[4034,"XF2.10.3","X02043","O56662","Šošovka vnútroočná zadnokomorová AcrySof® single piece","Single-Piece IOL (Model SN60AT)","ALC","US","ks",{"v":0.1,"d":"10.00%"},145.01,145.01,{"v":0,"d":"0.00"},{"v":0,"d":"0.0000%"},"I","OPH",90213990]
[4035,"XF2.10.3","X04968","O99354","Šošovka vnútroocná TECNIS Eyhance","model ICB00","JJM","US","ks",{"v":0.1,"d":"10.00%"},170.01,145.01,{"v":25,"d":"25.00"},{"v":0.14705000000000001,"d":"14.7050%"},"S","OPH",90213990]
[4036,"XF2.10.3","X04442","O98090","Šošovka vnútroočná asférická zadnokomorová Clareon","CNA0T0; hydrofóbna, akrylátová, s predplneným zavádzacím systémom AutonoMe","ALC","US","ks",{"v":0.1,"d":"10.00%"},182.55,145.01,37.54,{"v":0.205642,"d":"20.5642%"},"S","OPH",90213990]
[4037,"XF2.10.3","X03986","O65288","CT ASPHINA 409MV vnútroočná šošovka","CT ASPHINA 409MV vnútroočná zadnokomorová monofokálna afakická - mäkká foldovateľná šošovka vrátane kartridža","ACK","DE","ks",{"v":0.1,"d":"10.00%"},199.53,145.01,54.52,{"v":0.273242,"d":"27.3242%"},"S","OPH",90213990]
[4038,"XF2.10.3","X05154","P0967A","Šošovka vnútroočná IsoPure 123","akrylátová, s injektorom","PHY","BE","ks",{"v":0.1,"d":"10.00%"},{"v":229.9,"d":"229.90"},145.01,84.89,{"v":0.369247,"d":"36.9247%"},"S","OPH",90213990]
[4039,"XF2.10.3","X05071","O99773","Šošovka vnútroočná POD F GF","FineVision HP; akrylátová multifokálna","PHY","BE","ks",{"v":0.1,"d":"10.00%"},{"v":695,"d":"695.00"},145.01,549.99,{"v":0.791353,"d":"79.1353%"},"S","OPH",90213990]
[4040,"XF2.10.3","X05275","P98888","Šošovka vnútroočná mäkká Rayone Trifocal","vopred naplnená v aplikačnom nástroji","RAY","UK","ks",{"v":0.1,"d":"10.00%"},{"v":700,"d":"700.00"},145.01,554.99,{"v":0.792843,"d":"79.2843%"},"S","OPH",90213990]
[4041,"XF2.10.3","X05106","O1174A","Šošovka vnútroočná AcrySof IQ Vivity","s rozšíreným rozsahom videnia","ALC","US","ks",{"v":0.1,"d":"10.00%"},{"v":701.8,"d":"701.80"},145.01,556.79,{"v":0.793374,"d":"79.3374%"},"S","OPH",90213990]
[4042,"XF2.10.3","X04969","O99839","Šošovka vnútroocná TECNIS Synergy","ZFR00V","JJM","US","ks",{"v":0.1,"d":"10.00%"},{"v":701.8,"d":"701.80"},145.01,556.79,{"v":0.793374,"d":"79.3374%"},"S","OPH",90213990]
[4043,"XF2.10.3","X03604","O94648","Šošovka vnútroočná zadnokomorová AcrySof IQ","PanOptix","ALC","US","ks",{"v":0.1,"d":"10.00%"},{"v":701.8,"d":"701.80"},145.01,556.79,{"v":0.793374,"d":"79.3374%"},"S","OPH",90213990]
[4044,"XF2.10.3","X02070","O76002","AT LISA 809MV vnútroočná šošovka","AT LISA 809MV vnútroočná zadnokomorová šošovka presbyopická afakická (akomodačá, difrakčná, multifokálna) - mäkká foldovateľná vrátane kartridža","ACK","DE","ks",{"v":0.1,"d":"10.00%"},709.94,145.01,564.93,{"v":0.795743,"d":"79.5743%"},"S","OPH",90213990]
[4045,{"$nulls":3},"XF2.10.4 Umelá vnútroočná šošovka zadnokomorová afakická  –  foldovateľná hydrofilná, hydrofóbna s hranatým okrajom torická",{"$nulls":10},{"v":242,"d":"242.000000"},"ks"]
[4046,"XF2.10.4","X05196","P99269","Šošovka vnútroočná RayOne Toric","model RAO610T","RAY","UK","ks",{"v":0.1,"d":"10.00%"},232.25,232.25,{"v":0,"d":"0.00"},{"v":0,"d":"0.0000%"},"I","OPH",90213990]
[4047,"XF2.10.4","X04770","O97008","Šošovka vnútroočná asférická Bi-Flex T 677TAY","torická so žltým filtrom","XMC","HU","ks",{"v":0.1,"d":"10.00%"},{"v":240,"d":"240.00"},{"v":240,"d":"240.00"},{"v":0,"d":"0.00"},{"v":0,"d":"0.0000%"},"I","OPH",90213990]
[4048,"XF2.10.4","X05197","O1712A","Šošovka vnútroočná RayOne Enhanced Monovision","RAO200E, preloadovaná","RAY","UK","ks",{"v":0.1,"d":"10.00%"},{"v":241,"d":"241.00"},{"v":241,"d":"241.00"},{"v":0,"d":"0.00"},{"v":0,"d":"0.0000%"},"I","OPH",90213990]
[4049,"XF2.10.4","X05077","P99360","Šošovka vnútroočná LUCIDIS","108M / 124M","SVL","CH","ks",{"v":0.1,"d":"10.00%"},{"v":242,"d":"242.00"},{"v":242,"d":"242.00"},{"v":0,"d":"0.00"},{"v":0,"d":"0.0000%"},"I","OPH",90213990]
[4050,"XF2.10.4","X02077","O85535","Šošovky vnútroočné hydrofóbne Lentis Tplus","Lentis Tplus","OCU-NL","NL","ks",{"v":0.1,"d":"10.00%"},{"v":242,"d":"242.00"},{"v":242,"d":"242.00"},{"v":0,"d":"0.00"},{"v":0,"d":"0.0000%"},"I","OPH",90213990]
[4051,"XF2.10.4","X02126","O90469","Šošovka vnútroočná Tecnis","Toric 1-piece, modely ZCTXXX","JJ","US","ks",{"v":0.1,"d":"10.00%"},332.75,{"v":242,"d":"242.00"},90.75,{"v":0.272727,"d":"27.2727%"},"S","OPH",90213990]
[4052,"XF2.10.4","X03987","O82388","AT TORBI 709M vnútroočná šošovka","AT TORBI 709M vnútroočná zadnokomorová afakická - mäkká foldovateľná hydrofóbna šošovka torická vrátane kartridža","ACK","DE","ks",{"v":0.1,"d":"10.00%"},344.25,{"v":242,"d":"242.00"},102.25,{"v":0.29702300000000004,"d":"29.7023%"},"S","OPH",90213990]
[4053,"XF2.10.4","X02114","P90003","Intraokulárna vnútroočná šošovka tórická enVista - MX60T","Hydrofóbna akrylátová","BL","US","ks",{"v":0.1,"d":"10.00%"},370.26,{"v":242,"d":"242.00"},128.26,{"v":0.346405,"d":"34.6405%"},"S","OPH",90213910]
[4054,"XF2.10.4","X02078","O85534,O85535","Šošovky vnútroočné hydrofóbne Lentis","LU-313 MFT, LU-313 T","OCU-NL","NL","ks",{"v":0.1,"d":"10.00%"},{"v":649,"d":"649.00"},{"v":242,"d":"242.00"},{"v":407,"d":"407.00"},{"v":0.627119,"d":"62.7119%"},"S","OPH",90213990]
[4055,"XF2.10.4","X02428","O92152","Šošovka vnútroočná Tecnis","Multifocal Toric 1-piece, model ZMTXXX","JJ","US","ks",{"v":0.1,"d":"10.00%"},{"v":701.8,"d":"701.80"},{"v":242,"d":"242.00"},{"v":459.8,"d":"459.80"},{"v":0.655172,"d":"65.5172%"},"S","OPH",90213990]
[4056,"XF2.10.4","X04953","O97010","Šošovka vnútroočná asférická Bi-Flex MT 677MTY","torická progresívna so žltým filtrom","XMC","HU","ks",{"v":0.1,"d":"10.00%"},{"v":850,"d":"850.00"},{"v":242,"d":"242.00"},{"v":608,"d":"608.00"},{"v":0.715294,"d":"71.5294%"},"S","OPH",90213990]
[4057,"XF2.10.4","X03302","O93735","Šošovka vnútroočná Tecnis","Symfony extended range of vision foldable, 1 piece, Model ZXTxxx","JJ","US","ks",{"v":0.1,"d":"10.00%"},{"v":883.3,"d":"883.30"},{"v":242,"d":"242.00"},{"v":641.3,"d":"641.30"},{"v":0.726027,"d":"72.6027%"},"S","OPH",90213990]
[4058,"XF2.10.4","X02080","O82389","AT LISA Toric 909M vnútroočná šošovka","AT LISA Toric 909M vnútroočná zadnokomorová šošovka presbyopická, torická afakická (akomodačá, difrakčná, multifokálna) - mäkká foldovateľná vrátane kartridža","ACK","DE","ks",{"v":0.1,"d":"10.00%"},889.35,{"v":242,"d":"242.00"},647.35,{"v":0.7278910000000001,"d":"72.7891%"},"S","OPH",90213990]
[4059,"XF2.10.4","X05276","O0600A","Šošovka vnútroočná RayOne Trifocal Toric","model RAO613Z","RAY","UK","ks",{"v":0.1,"d":"10.00%"},{"v":950,"d":"950.00"},{"v":242,"d":"242.00"},{"v":708,"d":"708.00"},{"v":0.745263,"d":"74.5263%"},"S","OPH",90213990]
[4060,"XF2.10.4","X03989","O93511","AT LISA tri Toric 939MP vnútroočná šošovka","AT LISA tri Toric 939MP vnútroočná zadnokomorová afakická - mäkká foldovateľná hydrofóbna šošovka torická vrátane kartridža","ACK","DE","ks",{"v":0.1,"d":"10.00%"},{"v":990,"d":"990.00"},{"v":242,"d":"242.00"},{"v":748,"d":"748.00"},{"v":0.755556,"d":"75.5556%"},"S","OPH",90213990]
[4061,{"$nulls":3},"XF2.10.5 Umelá vnútroočná šošovka zadnokomorová afakická  –  foldovateľná hydrofóbna s hranatým okrajom so žltým filtrom torická",{"$nulls":10},{"v":344.85,"d":"344.850000"},"ks"]
[4062,"XF2.10.5","X05009","P98503","Šošovka vnútroočná i-stream toric","hybridná, asférická, bikonvexná, žltý filter","MHB","IT","ks",{"v":0.1,"d":"10.00%"},{"v":279,"d":"279.00"},{"v":279,"d":"279.00"},{"v":0,"d":"0.00"},{"v":0,"d":"0.0000%"},"I","OPH",90213990]
[4063,"XF2.10.5","X05216","O1956A","Šošovka vnútroocná jednodielna TECNIS Eyhance Toric II","so zavádzacím systémom Simplicity, model DIU100-DIU800","JJM","US","ks",{"v":0.1,"d":"10.00%"},{"v":344,"d":"344.00"},{"v":344,"d":"344.00"},{"v":0,"d":"0.00"},{"v":0,"d":"0.0000%"},"I","OPH",90213990]
[4064,"XF2.10.5","X04910","O0142A","Šošovka vnútroočná SAL PT302A","monofokálna torická žltá preloadovaná","MUJ","US","ks",{"v":0.1,"d":"10.00%"},{"v":344,"d":"344.00"},{"v":344,"d":"344.00"},{"v":0,"d":"0.00"},{"v":0,"d":"0.0000%"},"I","OPH",90213990]
[4065,"XF2.10.5","X02045","O56662","Šošovka vnútroočná zadnokomorová AcrySof® IQ Toric","Single-Piece IOL","ALC","US","ks",{"v":0.1,"d":"10.00%"},344.85,344.85,{"v":0,"d":"0.00"},{"v":0,"d":"0.0000%"},"I","OPH",90213990]
[4066,"XF2.10.5","X03988","O82389","AT LISA toric 909MV vnútroočná šošovka","AT LISA toric 909MV vnútroočná zadnokomorová afakická - mäkká foldovateľná hydrofóbna šošovka torická so žltým filtrom vrátane kartridža","ACK","DE","ks",{"v":0.1,"d":"10.00%"},898.92,344.85,554.07,{"v":0.6163730000000001,"d":"61.6373%"},"S","OPH",90213990]
[4067,"XF2.10.5","X05217","O1955A","Šošovka vnútroocná jednodielna TECNIS Synergy","so zavádzacím systémom Simplicity, model DFW100-DFW375","JJM","US","ks",{"v":0.1,"d":"10.00%"},{"v":907.5,"d":"907.50"},344.85,562.65,{"v":0.62,"d":"62.0000%"},"S","OPH",90213990]
[4068,"XF2.10.5","X04133","O96564","Šošovka vnútroočná torická pre korekciu presbyopie AcrySof*IQ PanOptix*Toric","foľdovatelná zadnokomorová multifokálna, TFNT20-60","ALC","US","ks",{"v":0.1,"d":"10.00%"},908.72,344.85,563.87,{"v":0.62051,"d":"62.0510%"},"S","OPH",90213990]
[4069,"XF2.10.5","X05107","O1175A","Šošovka vnútroočná AcrySof IQ Vivity Toric","s rozšíreným rozsahom videnia","ALC","US","ks",{"v":0.1,"d":"10.00%"},{"v":955.9,"d":"955.90"},344.85,611.05,{"v":0.6392410000000001,"d":"63.9241%"},"S","OPH",90213990]
[4070,{"$nulls":3},"XF2.11 Umelá vnútroočná šošovka zadnokomorová monofokálna afakická - mäkká foldovateľná s priemerom 7mm",{"$nulls":10},{"v":165,"d":"165.000000"},"ks"]
[4071,"XF2.11","X02072","O80643","Šošovka vnútroočná hydrofilná akrylátová 7011C","priemer 7 mm mäkká foldovateľná hydrofilná vhodná pre diabetikov","IMD-DE","DE","ks",{"v":0.1,"d":"10.00%"},65.99,65.99,{"v":0,"d":"0.00"},{"v":0,"d":"0.0000%"},"I","OPH",90213990]
[4072,{"$nulls":3},"XF2.12 Umelá vnútroočná šošovka s fixáciou na dúhovku monofokálna afakická – tvrdá",{"$nulls":10},{"v":214.78,"d":"214.780000"}]
[4073,"XF2.12","X02095","P68617","Šošovka vnútroočná PMMA","Artisan prednokomorová šošovka (Iris Claw)","OPH-NL","NL","ks",{"v":0.1,"d":"10.00%"},214.78,214.78,{"v":0,"d":"0.00"},{"v":0,"d":"0.0000%"},"I","OPH",90213990]
[4074,{"$nulls":3},"XF2.14 Expanzný kapsulárny prstenec na dočasnú alebo trvalú oporu púzdra šošovky",{"$nulls":10},{"v":93.65,"d":"93.650000"},"ks"]
[4075,"XF2.14","X02120","O52535","Krúžok kapsulárny tenzný ReFORM","oftalmologický; rôzne modely","ALC","US","ks",{"v":0.1,"d":"10.00%"},85.85,85.85,{"v":0,"d":"0.00"},{"v":0,"d":"0.0000%"},"I","OPH",90213900]
[4076,"XF2.14","X02105","P76003","Tensiobag","Tensiobag expanzný oftalmologický prstenec, rôzne modely","ACK","DE","ks",{"v":0.1,"d":"10.00%"},90.75,90.75,{"v":0,"d":"0.00"},{"v":0,"d":"0.0000%"},"I","OPH",90213990]
[4077,"XF2.14","X02106","P76003","Tensiobag blue","Tensiobag blue expanzný oftalmologický prstenec, rôzne modely","ACK","DE","ks",{"v":0.1,"d":"10.00%"},90.75,90.75,{"v":0,"d":"0.00"},{"v":0,"d":"0.0000%"},"I","OPH",90213990]
[4078,{"$nulls":3},"XF4.1 Umelá náhrada dúhovky celková silikónová",{"$nulls":10},{"v":3541.67,"d":"3,541.670000"},"ks"]
[4079,"XF4.1","X03119","P90464","Dúhovka umelá","Artifical Iris/ Artifical Iris fiber free, 12,8 mm x 0,25 mm (0,4mm)","HUP","DE","ks",{"v":0.1,"d":"10.00%"},{"v":3541.67,"d":"3,541.67"},{"v":3541.67,"d":"3,541.67"},{"v":0,"d":"0.00"},{"v":0,"d":"0.0000%"},"I","OPH, ZP",90213990]
[4080,{"$nulls":3},"XF5.2 Implantát na rekonštrukciu slzných ciest",{"$nulls":10},{"v":110,"d":"110.000000"},"ks"]
[4081,"XF5.2","X02085","P60546","Súprava intubačná do slzných ciest FCI","bikanalikulárna/monokanalikulárna, rôzne typy","FCI-FR","FR","ks",{"v":0.1,"d":"10.00%"},{"v":110,"d":"110.00"},{"v":110,"d":"110.00"},{"v":0,"d":"0.00"},{"v":0,"d":"0.0000%"},"I","OPH, ORL",90213990]
[4082,{"$nulls":3},"XF7.2 Drenážny implantát z nehrdzavejúcej ocele",{"$nulls":10},{"v":805.86,"d":"805.860000"},"ks"]
[4083,"XF7.2","X05161","P98637","Implantát sklerálny ESNOPER CLIP","glaukómový","AJL","ES","ks",{"v":0.1,"d":"10.00%"},{"v":435,"d":"435.00"},{"v":435,"d":"435.00"},{"v":0,"d":"0.00"},{"v":0,"d":"0.0000%"},"I","OPH",90213990]
[4084,"XF7.2","X02110","P80264","Implantát očný glaukómový EX-PRESS","filtračný","ALC","US","ks",{"v":0.1,"d":"10.00%"},605.61,605.61,{"v":0,"d":"0.00"},{"v":0,"d":"0.0000%"},"I","OPH",90213990]
[4085,{"$nulls":3},"XF7.3 prázdna"]
[4086,{"$nulls":3},"XF8.2 Silikónový olej",{"$nulls":10},{"v":85,"d":"85.000000"},"ks"]
[4087,"XF8.2","X04014","P75591","Olej silikónový na chirurgiu oka","Silikónový olej 1000 cSt/5000 cSt v 10 ml/15 ml liekovke alebo striekačke","FCI","FR","ks",{"v":0.1,"d":"10.00%"},{"v":85,"d":"85.00"},{"v":85,"d":"85.00"},{"v":0,"d":"0.00"},{"v":0,"d":"0.0000%"},"I","OPH",90213990]
[4088,"XF8.2","X02093","P67934","Silikónový olej","SIL 1000/ SIL 5000 v 10 ml liekovke, SIL 1000-S/ SIL 5000-S v 10ml striekačke","DUT-NL","NL","ks",{"v":0.1,"d":"10.00%"},109.99,{"v":85,"d":"85.00"},24.99,{"v":0.227202,"d":"22.7202%"},"S","OPH",90213990]
[4089,{"$nulls":3},"XF8.3 Tekutý perfluorokarbon",{"$nulls":10},{"v":109,"d":"109.000000"},"ks"]
[4090,"XF8.3","X02125","O90006","Kvapalina oftalmologická PERFLUORON TM","1x5 ml","ALC","US","ks",{"v":0.1,"d":"10.00%"},103.59,103.59,{"v":0,"d":"0.00"},{"v":0,"d":"0.0000%"},"I","OPH",30049091]
[4091,"XF8.3","X04015","P75591","Olej dekalínový na chirurgiu oka","FCI deca - 3 ml, 5 ml, 7 ml ampulka / FCI octa - 5 ml, 7 ml ampulka","FCI","FR","ks",{"v":0.1,"d":"10.00%"},{"v":109,"d":"109.00"},{"v":109,"d":"109.00"},{"v":0,"d":"0.00"},{"v":0,"d":"0.0000%"},"I","OPH",90213990]
[4092,"XF8.3","X02094","P67934","EFTIAR OCTANE/ EFTIAR DECALIN","EFT 0,5 OCT/ EFT 0,5 DEC v 5 ml liekovke, EFT 0,7 OCT/ EFT 0,7 DEC v 7 ml liekovke","DUT-NL","NL","ks",{"v":0.1,"d":"10.00%"},{"v":120,"d":"120.00"},{"v":109,"d":"109.00"},{"v":11,"d":"11.00"},{"v":0.091667,"d":"9.1667%"},"S","OPH",90213990]
[4093,{"$nulls":3},"XF8.4 Serklážny prúžok",{"$nulls":10},{"v":36,"d":"36.000000"},"ks"]
[4094,"XF8.4","X02086","P60548","Páska serklážna FCI","pre chirurgiu sietnice, rôzne typy","FCI-FR","FR","ks",{"v":0.1,"d":"10.00%"},{"v":36,"d":"36.00"},{"v":36,"d":"36.00"},{"v":0,"d":"0.00"},{"v":0,"d":"0.0000%"},"I","OPH",90213990]
[4095,"XF8.4","X02091","P67934","Silikónové prúžky, okrúhle a oválne silikónové duté rúrky","Silikónová sklerálna bandáž","DUT-NL","NL","ks",{"v":0.1,"d":"10.00%"},{"v":36,"d":"36.00"},{"v":36,"d":"36.00"},{"v":0,"d":"0.00"},{"v":0,"d":"0.0000%"},"I","OPH",90213990]
[4096,{"$nulls":3},"XF8.5 Prúžok na akcentáciu serkláže",{"$nulls":10},{"v":36,"d":"36.000000"},"ks"]
[4097,"XF8.5","X02090","P67934","Silikónové prstence, silikónové prúžky s drážkou","Silikónové prstence, silikónové prúžky s drážkou","DUT-NL","NL","ks",{"v":0.1,"d":"10.00%"},{"v":36,"d":"36.00"},{"v":36,"d":"36.00"},{"v":0,"d":"0.00"},{"v":0,"d":"0.0000%"},"I","OPH",90213990]
[4098,{"$nulls":3},"XF8.6 Plomba z penového silikónu",{"$nulls":10},{"v":46,"d":"46.000000"},"ks"]
[4099,"XF8.6","X02087","P60548","Páska serklážna FCI","plomba z penového silikónu, pre chirurgiu sietnice, rôzne typy","FCI-FR","FR","ks",{"v":0.1,"d":"10.00%"},{"v":46,"d":"46.00"},{"v":46,"d":"46.00"},{"v":0,"d":"0.00"},{"v":0,"d":"0.0000%"},"I","OPH",90213990]
[4100,"XF8.6","X02092","P67934","Silikónová plomba","Silikónová plomba","DUT-NL","NL","ks",{"v":0.1,"d":"10.00%"},{"v":48.5,"d":"48.50"},{"v":46,"d":"46.00"},{"v":2.5,"d":"2.50"},{"v":0.051546,"d":"5.1546%"},"S","OPH",90213990]
[4101,{"$nulls":3},"XG1 Implantáty ušné"]
[4102,{"$nulls":3},"XG1.1 Kochleárny implantačný systém  vrátane procesora",{"$nulls":10},{"v":23200,"d":"23,200.000000"},"set"]
[4103,"XG1.1","X05008","P98028,P0382A","Implantát kochleárny Neuro Zti CLA/ Neuro Zti EVO a Procesor Neuro2","ku kochleárnemu implantátu; s prílsušenstvom","NEU","FR","set",{"v":0.1,"d":"10.00%"},{"v":22400,"d":"22,400.00"},{"v":22400,"d":"22,400.00"},{"v":0,"d":"0.00"},{"v":0,"d":"0.0000%"},"I","FON, FON(BA,RK,KE,DFNKE), ORL, ORL(BA,RK,KE,DFNKE), ZP",90214000]
[4104,"XG1.1","X04788","P98028,P98027","Implantát kochleárny Neuro Zti CLA / Neuro Zti EVO a Procesor Neuro One","ku kochleárnym implantátom; s prílsušenstvom","NEU","FR","set",{"v":0.1,"d":"10.00%"},{"v":22600,"d":"22,600.00"},{"v":22600,"d":"22,600.00"},{"v":0,"d":"0.00"},{"v":0,"d":"0.0000%"},"I","FON, FON(BA,RK,KE,DFNKE), ORL, ORL(BA,RK,KE,DFNKE), ZP",90214000]
[4105,"XG1.1","X04696","N71816,N98248","Kochleárny implantát NucleusFreedom/ CI 500 s rečovým procesorom Nucleus 7","rôzne modely","CCH","AU","set",{"v":0.1,"d":"10.00%"},{"v":23190,"d":"23,190.00"},{"v":23190,"d":"23,190.00"},{"v":0,"d":"0.00"},{"v":0,"d":"0.0000%"},"I","FON, FON(BA,RK,KE,DFNKE), ORL, ORL(BA,RK,KE,DFNKE), ZP",90214000]
[4106,"XG1.1","X01571","N84935,N71816","Implantát kochleárny systém Nucleus","Implantát kochleárny Cochlear Nucleus CI512 / Cochlear Nucleus CI522 / Cochlear Nucleus CI532 s rečovým procesorom","CCH","AU","set",{"v":0.1,"d":"10.00%"},{"v":23200,"d":"23,200.00"},{"v":23200,"d":"23,200.00"},{"v":0,"d":"0.00"},{"v":0,"d":"0.0000%"},"I","FON, FON(BA,RK,KE,DFNKE), ORL, ORL(BA,RK,KE,DFNKE), ZP",90214000]
[4107,"XG1.1","X01461","P78899","Kochleárny implantačný systém Digisonic SP","Kochleárny implantačný systém Digisonic SP vrátane procesora","NEUR","FR","set",{"v":0.1,"d":"10.00%"},{"v":23200,"d":"23,200.00"},{"v":23200,"d":"23,200.00"},{"v":0,"d":"0.00"},{"v":0,"d":"0.0000%"},"I","FON, FON(BA,RK,KE,DFNKE), ORL, ORL(BA,RK,KE,DFNKE), ZP",90214000]
[4108,{"$nulls":3},"XG1.1.1 Kochleárny implantačný systém  vrátane procesora","kompatibilný s MRI do 3 TESLA",{"$nulls":9},{"v":24500,"d":"24,500.000000"},"set"]
[4109,"XG1.1.1","X04966","N93779,P93703,N98241,N0145A,N0062A,N1418A","Kochleárny implantát SYNCHRONY","SYNCHRONY Mi1200 / SYNCHRONY 2 Mi1250 s rečovým procesorom SONNET / RONDO 2 / SONNET 2 / RONDO 3","MEM","AT","set",{"v":0.1,"d":"10.00%"},{"v":23712.42,"d":"23,712.42"},{"v":23712.42,"d":"23,712.42"},{"v":0,"d":"0.00"},{"v":0,"d":"0.0000%"},"I","FON, FON(BA,RK,KE,DFNKE), ORL, ORL(BA,RK,KE,DFNKE), ZP",90214000]
[4110,"XG1.1.1","X04963","N0350A,N98248","Implantát kochleárny Nucleus série 600 s rečovým procesorom Nucleus 7 a Nucleus Kanso","Implantát CI612, CI622, CI632, procesor CP1000 / CP1150 Kanso","CCH","AU","set",{"v":0.1,"d":"10.00%"},{"v":24450,"d":"24,450.00"},{"v":24450,"d":"24,450.00"},{"v":0,"d":"0.00"},{"v":0,"d":"0.0000%"},"I","FON, FON(BA,RK,KE,DFNKE), ORL, ORL(BA,RK,KE,DFNKE), ZP",90214000]
[4111,{"$nulls":3},"XG1.2 Implantovateľné naslúchadlo kostné","transkutánne",{"$nulls":9},{"v":7590.33,"d":"7,590.330000"},"set"]
[4112,"XG1.2","X04350","P94939","Systém audio kostného vedenia Otomag Alpha 2","Implantát titánový s magnetmi, procesor zvukový Alpha 2, programovateľný, digitálny, záušný, príslušenstvo k implantácii","SOJ","US","set",{"v":0.1,"d":"10.00%"},{"v":6434.08,"d":"6,434.08"},{"v":6434.08,"d":"6,434.08"},{"v":0,"d":"0.00"},{"v":0,"d":"0.0000%"},"I","FON(BA,RK,KE), ORL(BA,RK,KE), ZP",90214000]
[4113,"XG1.2","X01465","N71772,N84255","Implantovateľné kostné naslúchadlo BAHA®","Implantát titanový s podperou, procesor zvukový programovateľný, digitálny, záušný - BP100/BAHA4/BAHA5","CCH","SE","set",{"v":0.1,"d":"10.00%"},{"v":7590.33,"d":"7,590.33"},{"v":7590.33,"d":"7,590.33"},{"v":0,"d":"0.00"},{"v":0,"d":"0.0000%"},"I","FON(BA,RK,KE), ORL(BA,RK,KE), ZP",90214000]
[4114,"XG1.2","X03916","N94600,N84255","Implantovateľné kostné naslúchadlo BAHA","Implantát titánový s magnetmi, procesor zvukový, programovateľny, digitálny, záušný - BAHA 4 Attract","CBA","SE","set",{"v":0.1,"d":"10.00%"},{"v":8080.33,"d":"8,080.33"},{"v":7590.33,"d":"7,590.33"},{"v":490,"d":"490.00"},{"v":0.060641,"d":"6.0641%"},"S","FON(BA,RK,KE), ORL(BA,RK,KE), ZP",90214000]
[4115,{"$nulls":3},"XG1.2.1 Implantovateľné naslúchadlo kostné","subkutánne",{"$nulls":9},{"v":13030.49,"d":"13,030.490000"},"set"]
[4116,"XG1.2.1","X04964","N0465A,N95101,N1416A","Implantát ušný Bonebridge BCI 602  s rečovým procesorom SAMBA / SAMBA 2 BB","implantát kostného vedenia s príslušenstvom","MEM","AT","set",{"v":0.1,"d":"10.00%"},{"v":12399.48,"d":"12,399.48"},{"v":12399.48,"d":"12,399.48"},{"v":0,"d":"0.00"},{"v":0,"d":"0.0000%"},"I","FON, FON(BA,RK,KE,DFNKE), ORL, ORL(BA,RK,KE,DFNKE), ZP",90214000]
[4117,{"$nulls":3},"XG1.3 Implantovateľné naslúchadlo stredoušné",{"$nulls":10},{"v":12524.71,"d":"12,524.710000"},"set"]
[4118,"XG1.3","X04489","N95055,N1417A","Prístroj načúvací implantovateľný VIBRANT SOUNDBRIDGE","stredoušná protéza s procesorom Samba / SAMBA 2 a vibračnou oscilačnou protézou VORP503","VBR","AT","set",{"v":0.1,"d":"10.00%"},{"v":12474,"d":"12,474.00"},{"v":12474,"d":"12,474.00"},{"v":0,"d":"0.00"},{"v":0,"d":"0.0000%"},"I","FON, FON(BA,RK,KE,DFNKE), ORL, ORL(BA,RK,KE,DFNKE), ZP",90214000]
[4119,{"$nulls":3},"XG1.4 Stredoušná protézka na náhradu reťaze kostičiek",{"$nulls":10},{"v":205.7,"d":"205.700000"},"ks"]
[4120,"XG1.4","X01811","P59315","Stredoušná protézka na náhradu strmienka - PISTON","titán/platina, rôzne tvary a veľkosti","MDC","US","ks",{"v":0.1,"d":"10.00%"},133.95,133.95,{"v":0,"d":"0.00"},{"v":0,"d":"0.0000%"},"I","ORL",90214000]
[4121,"XG1.4","X01810","P59315","Stredoušná protézka na náhradu strmienka - PISTON","platina/fluoroplastik, rôzne tvary a veľkosti","MDC","US","ks",{"v":0.1,"d":"10.00%"},140.93,140.93,{"v":0,"d":"0.00"},{"v":0,"d":"0.0000%"},"I","ORL",90214000]
[4122,"XG1.4","X02642","P88663","Protéza stredoušná titánová","KURZ CLIP®Piston áWengen, KURZ CLIP®Piston MVP áHäusler, KURZ K-Piston","HKM","DE","ks",{"v":0.1,"d":"10.00%"},{"v":205.7,"d":"205.70"},{"v":205.7,"d":"205.70"},{"v":0,"d":"0.00"},{"v":0,"d":"0.0000%"},"I","ORL",90214000]
[4123,"XG1.4","X03539","P88663","Protéza stredoušná titánová TORP/PORP pre rekonštrukciu reťaze stredoušných kostičiek","dĺžka 3-7mm/1,75-4,5mm","HKM","DE","ks",{"v":0.1,"d":"10.00%"},223.85,{"v":205.7,"d":"205.70"},18.15,{"v":0.081081,"d":"8.1081%"},"S","ORL",90214000]
[4124,{"$nulls":3},"XG1.5 Kostný implantát na kraniofaciálne epitézy",{"$nulls":10},{"v":1900,"d":"1,900.000000"},"set/1 fixačná jednotka"]
[4125,"XG1.5","X01820","P79315","Systém implantabil.kraniofaciálny VISTAFIX","titánové implantáty, krytky","CBA","SE","set",{"v":0.1,"d":"10.00%"},{"v":1900,"d":"1,900.00"},{"v":1900,"d":"1,900.00"},{"v":0,"d":"0.00"},{"v":0,"d":"0.0000%"},"I","ORL, PCH, ZP",90214000]
[4126,{"$nulls":3},"XG2 Rečové procesory"]
[4127,{"$nulls":3},"XG2.1 Rečový procesor ku kochleárnym implantátom","I",{"$nulls":9},{"v":6255,"d":"6,255.000000"},"set"]
[4128,"XG2.1","X04891","P98027","Procesor Neuro One","ku kochleárnym implantátom; s prílsušenstvom","NEU","FR","set",{"v":0.1,"d":"10.00%"},{"v":6250,"d":"6,250.00"},{"v":6250,"d":"6,250.00"},{"v":0,"d":"0.00"},{"v":0,"d":"0.0000%"},"I","FON(BA,RK,KE), ORL(BA,RK,KE), ZP",90214000]
[4129,"XG2.1","X04019","P85813","Rečový procesor SAPHYR SP","Rečový procesor SAPHYR SP ku kochleárnemu implantátu Digisonic SP vrátane príslušenstva","NEUR","FR","set",{"v":0.1,"d":"10.00%"},{"v":6255,"d":"6,255.00"},{"v":6255,"d":"6,255.00"},{"v":0,"d":"0.00"},{"v":0,"d":"0.0000%"},"I","FON(BA,RK,KE), ORL(BA,RK,KE), ZP",90214000]
[4130,{"$nulls":3},"XG2.2 Rečový procesor ku kochleárnym implantátom","II",{"$nulls":9},{"v":9889,"d":"9,889.000000"},"set"]
[4131,"XG2.2","X04965","N93703,N98241,N0062A,N1418A","Rečový procesor SONNET / RONDO 2 / SONNET 2 / RONDO 3","ku kochleárnym implantátom MED-EL","MEM","AT","set",{"v":0.1,"d":"10.00%"},{"v":8315.43,"d":"8,315.43"},{"v":8315.43,"d":"8,315.43"},{"v":0,"d":"0.00"},{"v":0,"d":"0.0000%"},"I","FON, FON(BA,RK,KE,DFNKE), ORL, ORL(BA,RK,KE,DFNKE), ZP",90214000]
[4132,"XG2.2","X04697","N98248","Rečový procesor Nucleus 7","Procesor CP1000 / CP1150 Kanso","CCH","AU","set",{"v":0.1,"d":"10.00%"},{"v":9845,"d":"9,845.00"},{"v":9845,"d":"9,845.00"},{"v":0,"d":"0.00"},{"v":0,"d":"0.0000%"},"I","FON, FON(BA,RK,KE,DFNKE), ORL, ORL(BA,RK,KE,DFNKE), ZP",90214000]
[4133,"XG2.2","X01463","N84935","Procesor rečový Nucleus s príslušenstvom","CP910 / CP920 / CP 950 Kanso","CCH","AU","set",{"v":0.1,"d":"10.00%"},{"v":9889,"d":"9,889.00"},{"v":9889,"d":"9,889.00"},{"v":0,"d":"0.00"},{"v":0,"d":"0.0000%"},"I","FON, FON(BA,RK,KE,DFNKE), ORL, ORL(BA,RK,KE,DFNKE), ZP",90214000]
[4134,{"$nulls":3},"XG2.3 Rečový procesor ku kostným a stredoušným implantátom",{"$nulls":10},{"v":5390.01,"d":"5,390.010000"},"set"]
[4135,"XG2.3","X04435","N95101,N95055,N1416A,N1417A","Rečový procesor SAMBA","Rečový procesor SAMBA BB k BONEBRIDGE / SAMBA VSB k SOUNDBRIDGE / SAMBA 2 / SAMBA 2 BB","VBR","AT","set",{"v":0.1,"d":"10.00%"},{"v":4719,"d":"4,719.00"},{"v":4719,"d":"4,719.00"},{"v":0,"d":"0.00"},{"v":0,"d":"0.0000%"},"I","FON, FON(BA,RK,KE,DFNKE), ORL, ORL(BA,RK,KE,DFNKE), ZP",90214000]
[4136,"XG2.3","X04388","P94939","Systém audio kostného vedenia Otomag Alpha 2","Procesor zvukový Alpha 2, programovateľný, digitálny, záušný","SOJ","US","set",{"v":0.1,"d":"10.00%"},{"v":5002.29,"d":"5,002.29"},{"v":5002.29,"d":"5,002.29"},{"v":0,"d":"0.00"},{"v":0,"d":"0.0000%"},"I","FON, FON(BA,RK,KE,DFNKE), ORL, ORL(BA,RK,KE,DFNKE), ZP",90214000]
[4137,"XG2.3","X01809","N84255","Procesor rečový digitálny BAHA 5 / BAHA 6 Max","záušný, digitálny k implantovateľnému systému BAHA","CBA","SE","set",{"v":0.1,"d":"10.00%"},{"v":5390.01,"d":"5,390.01"},{"v":5390.01,"d":"5,390.01"},{"v":0,"d":"0.00"},{"v":0,"d":"0.0000%"},"I","FON, FON(BA,RK,KE,DFNKE), ORL, ORL(BA,RK,KE,DFNKE), ZP",90214000]
[4138,{"$nulls":3},"XG2.4 Rečový adhezívny a kontaktný procesor pre kostné vedenie",{"$nulls":10},{"v":3553.2,"d":"3,553.200000"},"set"]
[4139,"XG2.4","X04967","N97381","Procesor rečový ADHEAR, model 701 s príslušenstvom","a adhezívnym adaptérom ADHEAR","MEM","AT","set",{"v":0.1,"d":"10.00%"},{"v":3533.2,"d":"3,533.20"},{"v":3533.2,"d":"3,533.20"},{"v":0,"d":"0.00"},{"v":0,"d":"0.0000%"},"I","FON, ORL",90214000]
[4140,{"$nulls":3},"XG3 Zdravotnícke pomôcky na tracheotómie"]
[4141,{"$nulls":3},"XG3.1 Tracheostomická kanyla dvojplášťová kovová",{"$nulls":10},{"v":110.85,"d":"110.850000"},"ks"]
[4142,"XG3.1","X01808","K88659","Tracheostomická kanyla dvojplášťová kovová","4 až 13 mm, typ Luer a ChevalierJackson","Tekno","DE","ks",{"v":0.2,"d":"20.00%"},110.85,110.85,{"v":0,"d":"0.00"},{"v":0,"d":"0.0000%"},"I","ORL",90189085]
[4143,{"$nulls":3},"XG3.2 Tracheostomická kanyla dvojplášťová plastová",{"$nulls":10},{"v":47.26,"d":"47.260000"},"ks"]
[4144,"XG3.2","X03426","P36263","Kanyla tracheostomická Tracheosoft Evac","rôzne typy; EVAC","COV-US","US","ks",{"v":0.2,"d":"20.00%"},30.23,30.23,{"v":0,"d":"0.00"},{"v":0,"d":"0.0000%"},"I","ANS, MFC, ORL",90219090]
[4145,"XG3.2","X03299","K90287","tracheostomická kanyla Tracheotec, dvojpláštová plastová","rôzne velkosti a druhy","ANF","DE","ks",{"v":0.2,"d":"20.00%"},38.28,38.28,{"v":0,"d":"0.00"},{"v":0,"d":"0.0000%"},"I","ANS, MFC, ORL",90183900]
[4146,"XG3.2","X05194","K1836A","Kanyla Shiley Evac ohybná tracheostomická pre dospelých","modely xCNxxES","MDT","US","ks",{"v":0.2,"d":"20.00%"},{"v":44,"d":"44.00"},{"v":44,"d":"44.00"},{"v":0,"d":"0.00"},{"v":0,"d":"0.0000%"},"I","ANS, MFC, ORL",90183900]
[4147,"XG3.2","X03427","P36263","Kanyla tracheostomická Tracheosoft Evac","rôzne typy; SealGuard","COV-US","US","ks",{"v":0.2,"d":"20.00%"},44.35,44.35,{"v":0,"d":"0.00"},{"v":0,"d":"0.0000%"},"I","ANS, MFC, ORL",90219090]
[4148,"XG3.2","X03421","K37966","Kanyla Shiley tracheostomická NEO / NEF","neonatálna, bez manžety, všetky veľkosti","COV-US","US","ks",{"v":0.2,"d":"20.00%"},45.14,45.14,{"v":0,"d":"0.00"},{"v":0,"d":"0.0000%"},"I","ANS, MFC, ORL",90219090]
[4149,"XG3.2","X03298","K90286","tracheostomická kanyla Duratwix dvojpláštová, plastová","rôzne druhy a velkosti","ANF","DE","ks",{"v":0.2,"d":"20.00%"},46.99,46.99,{"v":0,"d":"0.00"},{"v":0,"d":"0.0000%"},"I","ANS, MFC, ORL",90183900]
[4150,"XG3.2","X05195","K1836A","Kanyla Shiley ohybná tracheostomická pre dospelých","modely xCNxxED","MDT","US","ks",{"v":0.2,"d":"20.00%"},47.24,47.24,{"v":0,"d":"0.00"},{"v":0,"d":"0.0000%"},"I","ANS, MFC, ORL",90183900]
[4151,"XG3.2","X05193","K1836A","Kanyla Shiley tracheostomická ohybná, pre dospelých","modely xCNxxER","MDT","US","ks",{"v":0.2,"d":"20.00%"},47.24,47.24,{"v":0,"d":"0.00"},{"v":0,"d":"0.0000%"},"I","ANS, MFC, ORL",90183900]
[4152,"XG3.2","X03701","K37960,K37957","Kanyla Shiley tracheostomická DCFS, xUNxxA, DCT, xCNxxA","s manžetou, bez manžety","COV-US","US","ks",{"v":0.2,"d":"20.00%"},47.26,47.26,{"v":0,"d":"0.00"},{"v":0,"d":"0.0000%"},"I","ANS, MFC, ORL",90219090]
[4153,"XG3.2","X03702","K71048,K37967,K71049,K71050","Kanyla Shiley tracheostomická PDL, PELF, PED, PEF, PDC, PCF, PLC,  PLCF","pediatrická, s manžetou, bez manžety","COV-US","US","ks",{"v":0.2,"d":"20.00%"},47.26,47.26,{"v":0,"d":"0.00"},{"v":0,"d":"0.0000%"},"I","ANS, MFC, ORL",90219090]
[4154,"XG3.2","X03718","K91783","Kanyla Shiley™ tracheostomická NCF","neonatálna, s manžetou, všetky velkosti","COV-US","US","ks",{"v":0.2,"d":"20.00%"},47.26,47.26,{"v":0,"d":"0.00"},{"v":0,"d":"0.0000%"},"I","ANS, MFC, ORL",90219090]
[4155,"XG3.2","X02218","K58794,K58795,K58796,K58797,K58834,K89834","Tracheostomická kanyla dvojplášťová, plastová Blue Line Ultra Portex","rôzne typy","SMI","UK","ks",{"v":0.2,"d":"20.00%"},47.26,47.26,{"v":0,"d":"0.00"},{"v":0,"d":"0.0000%"},"I","ANS, MFC, ORL",90183900]
[4156,{"$nulls":3},"XG3.3 Tracheostomická kanyla silikónová pediatrická",{"$nulls":10},{"v":385,"d":"385.000000"},"ks"]
[4157,"XG3.3","X04868","P99622","Katéter LISAcath","na orálne a tracheálne použitie","CII","IT","ks",{"v":0.2,"d":"20.00%"},50.82,50.82,{"v":0,"d":"0.00"},{"v":0,"d":"0.0000%"},"I","ORL",90183900]
[4158,"XG3.3","X03825","K75415,K75416,K75406,K75410,K89508","Kanyla tracheostomická silikónová Bivona Portex","rôzne veľkosti a typy, neonatálna a pediatrická, 60N, 60SN, 60P, 60SP, 67N, 67SN, 67P, 67SP, 85N, 85P","SMI","US","ks",{"v":0.2,"d":"20.00%"},{"v":385,"d":"385.00"},{"v":385,"d":"385.00"},{"v":0,"d":"0.00"},{"v":0,"d":"0.0000%"},"I","ORL",90183900]
[4159,{"$nulls":3},"XG3.4 Tracheostomická kanyla silikónová",{"$nulls":10},{"v":310.2,"d":"310.200000"},"ks"]
[4160,"XG3.4","X03824","K75404,K92637,K75414,K98507,K75519","Kanyla tracheostomická silikónová Bivona Portex","rôzne veľkosti a typy, pre dospelého 60A, 6701, 67HA, 75HA, 7501","SMI","US","ks",{"v":0.2,"d":"20.00%"},{"v":310.2,"d":"310.20"},{"v":310.2,"d":"310.20"},{"v":0,"d":"0.00"},{"v":0,"d":"0.0000%"},"I","ORL",90183900]
[4161,{"$nulls":3},"XG3.5 Hlasová protézka pre laryngektomovaných pacientov",{"$nulls":10},{"v":289.32,"d":"289.320000"},"ks"]
[4162,"XG3.5","X01806","K57845,K85592","Hlasová protézka pre laryngektomovaných pacientov PROVOX II a PROVOX VEGA","veľkosť protézky je od 4,5 až do 15 mm, a sú 2 typy protézok PROVOX II a PROVOX VEGA","Atos","SE","ks",{"v":0.1,"d":"10.00%"},289.32,289.32,{"v":0,"d":"0.00"},{"v":0,"d":"0.0000%"},"I","ORL",90189085]
[4163,{"$nulls":3},"XG3.6 Tracheostomická kanyla k hlasovej protézke",{"$nulls":10},{"v":143.12,"d":"143.120000"},"ks"]
[4164,"XG3.6","X01807","K68988","Tracheostomická kanyla k hlasovej protéze aj s príslušenstvom (kefka na čistenie, držiak na kanylu)","4 až 13 mm, typ Luer a ChevalierJackson","Atos","SE","ks",{"v":0.1,"d":"10.00%"},143.12,143.12,{"v":0,"d":"0.00"},{"v":0,"d":"0.0000%"},"I","ORL",90189085]
[4165,{"$nulls":3},"XG3.7 Snímacia endotracheálna kanyla k peroperačnému monitoringu  hlavových nervov",{"$nulls":10},{"v":303.6,"d":"303.600000"},"ks"]
[4166,"XG3.7","X01827","P84717","NIM monitory elektromyografické","kanyla NIM Flex","MDC","US","ks",{"v":0.2,"d":"20.00%"},{"v":264,"d":"264.00"},{"v":264,"d":"264.00"},{"v":0,"d":"0.00"},{"v":0,"d":"0.0000%"},"I","CHI, HCH, ORL",90214000]
[4167,"XG3.7","X01828","P84717","NIM monitory elektromyografické","kanyla NIM tivantage","MDC","US","ks",{"v":0.2,"d":"20.00%"},{"v":303.6,"d":"303.60"},{"v":303.6,"d":"303.60"},{"v":0,"d":"0.00"},{"v":0,"d":"0.0000%"},"I","CHI, HCH, ORL",90214000]
[4168,{"$nulls":3},"XH1 Zdravotnícke pomôcky pre laparoskopické a miniinvazívne výkony, zdravotnícke pomôcky pre použitie v gastrointestinálnom trakte, zdravotnícke pomôcky pre onkochirurgiu"]
[4169,{"$nulls":3},"XH1.1 Jednorázový inštrument k ulrazvukovému, ultrazvukovo - elektrickému alebo elektrickému systému na zatavenie a rozdelenie tkaniva",{"$nulls":10},{"v":529.98,"d":"529.980000"},"ks"]
[4170,"XH1.1","X04871","P99704","Systém ultrazvukový operačný LOTUS séria 4","s príslušenstvom - LOTUS disekčné nožnice, rovný držiak, otvorený 200 - DS4-200SD","SRW","UK","ks",{"v":0.2,"d":"20.00%"},{"v":494,"d":"494.00"},{"v":494,"d":"494.00"},{"v":0,"d":"0.00"},{"v":0,"d":"0.0000%"},"I","CHI, DCH(BA, MT, BB, KE), GCH, GYN, HCH, KCH, ORL(BA,MT,RK,BB,KE,KS,PO,HE,NZ), ORT(BA I,II OTK, DFNBA, TN, ZA, MT, KE, PO, BB), UCH, URO",90189084]
[4171,"XH1.1","X04872","P99704","Systém ultrazvukový operačný LOTUS séria 4","s príslušenstvom - LOTUS disekčné nožnice,zahnutý držiak, laparoskopický 400 - DS4-400CD","SRW","UK","ks",{"v":0.2,"d":"20.00%"},{"v":494,"d":"494.00"},{"v":494,"d":"494.00"},{"v":0,"d":"0.00"},{"v":0,"d":"0.0000%"},"I","CHI, DCH(BA, MT, BB, KE), GCH, GYN, HCH, KCH, ORL(BA,MT,RK,BB,KE,KS,PO,HE,NZ), ORT(BA I,II OTK, DFNBA, TN, ZA, MT, KE, PO, BB), UCH, URO",90189084]
[4172,"XH1.1","X04873","P99704","Systém ultrazvukový operačný LOTUS séria 4","s príslušenstvom - LOTUS disekčné nožnice, rovný držiak, bariatrický 500 - DS4-500SD","SRW","UK","ks",{"v":0.2,"d":"20.00%"},{"v":494,"d":"494.00"},{"v":494,"d":"494.00"},{"v":0,"d":"0.00"},{"v":0,"d":"0.0000%"},"I","CHI, DCH(BA, MT, BB, KE), GCH, GYN, HCH, KCH, ORL(BA,MT,RK,BB,KE,KS,PO,HE,NZ), ORT(BA I,II OTK, DFNBA, TN, ZA, MT, KE, PO, BB), UCH, URO",90189084]
[4173,"XH1.1","X04874","P99704","Systém ultrazvukový operačný LOTUS séria 4","s príslušenstvom - LOTUS resektor pečene, rovná rukoväť, otvorená 200 -  LR4-200SD","SRW","UK","ks",{"v":0.2,"d":"20.00%"},{"v":494,"d":"494.00"},{"v":494,"d":"494.00"},{"v":0,"d":"0.00"},{"v":0,"d":"0.0000%"},"I","CHI, DCH(BA, MT, BB, KE), GCH, GYN, HCH, KCH, ORL(BA,MT,RK,BB,KE,KS,PO,HE,NZ), ORT(BA I,II OTK, DFNBA, TN, ZA, MT, KE, PO, BB), UCH, URO",90189084]
[4174,"XH1.1","X04875","P99704","Systém ultrazvukový operačný LOTUS séria 4","s príslušenstvom - LOTUS resektor pečene, rovný držiak, laparoskopický 400 - LR4-400SD","SRW","UK","ks",{"v":0.2,"d":"20.00%"},{"v":494,"d":"494.00"},{"v":494,"d":"494.00"},{"v":0,"d":"0.00"},{"v":0,"d":"0.0000%"},"I","CHI, DCH(BA, MT, BB, KE), GCH, GYN, HCH, KCH, ORL(BA,MT,RK,BB,KE,KS,PO,HE,NZ), ORT(BA I,II OTK, DFNBA, TN, ZA, MT, KE, PO, BB), UCH, URO",90189084]
[4175,"XH1.1","X01535","P89928","Bezdrôtový ultrazvukový disekcný systém","Sonicision","COV","US","ks",{"v":0.2,"d":"20.00%"},529.98,529.98,{"v":0,"d":"0.00"},{"v":0,"d":"0.0000%"},"I","CHI, DCH(BA, MT, BB, KE), GCH, GYN, HCH, KCH, ORL(BA,MT,RK,BB,KE,KS,PO,HE,NZ), ORT(BA I,II OTK, DFNBA, TN, ZA, MT, KE, PO, BB), UCH, URO",90189040]
[4176,"XH1.1","X02406","P91931","Caiman","na otvorenú a laparoskopickú chirurgiu s príslušenstvom","AES","DE","ks",{"v":0.2,"d":"20.00%"},529.98,529.98,{"v":0,"d":"0.00"},{"v":0,"d":"0.0000%"},"I","CHI, DCH(BA, MT, BB, KE), GCH, GYN, HCH, KCH, ORL(BA,MT,RK,BB,KE,KS,PO,HE,NZ), ORT(BA I,II OTK, DFNBA, TN, ZA, MT, KE, PO, BB), UCH, URO",90189084]
[4177,"XH1.1","X01242","P71215","Jednorázové nožnice k elektrickému systému na zatavenie a rozdelenie tkaniva","na otvorenú a laparoskopickú chirurgiu s príslušenstvom","COV","US","ks",{"v":0.2,"d":"20.00%"},529.98,529.98,{"v":0,"d":"0.00"},{"v":0,"d":"0.0000%"},"I","CHI, DCH(BA, MT, BB, KE), GCH, GYN, HCH, KCH, ORL(BA,MT,RK,BB,KE,KS,PO,HE,NZ), ORT(BA I,II OTK, DFNBA, TN, ZA, MT, KE, PO, BB), UCH, URO",90189084]
[4178,"XH1.1","X00496","P57541","Násadky na harmonický skalpel Ultra-Scision/Harmonic","s príslušenstvom","ETL-US-0","US","ks",{"v":0.2,"d":"20.00%"},529.98,529.98,{"v":0,"d":"0.00"},{"v":0,"d":"0.0000%"},"I","CHI, DCH(BA, MT, BB, KE), GCH, GYN, HCH, KCH, ORL(BA,MT,RK,BB,KE,KS,PO,HE,NZ), ORT(BA I,II OTK, DFNBA, TN, ZA, MT, KE, PO, BB), UCH, URO",90189084]
[4179,"XH1.1","X01832","P91038","Skalpel harmonický Olympus Sonicbeat","s príslušenstvom","OLP-JP","JP","ks",{"v":0.2,"d":"20.00%"},529.98,529.98,{"v":0,"d":"0.00"},{"v":0,"d":"0.0000%"},"I","CHI, DCH(BA, MT, BB, KE), GCH, GYN, HCH, KCH, ORL(BA,MT,RK,BB,KE,KS,PO,HE,NZ), ORT(BA I,II OTK, DFNBA, TN, ZA, MT, KE, PO, BB), UCH, URO",90189040]
[4180,"XH1.1","X01833","P91038","Skalpel harmonický Olympus Thunderbeat","s príslušenstvom","OLP-JP","JP","ks",{"v":0.2,"d":"20.00%"},529.98,529.98,{"v":0,"d":"0.00"},{"v":0,"d":"0.0000%"},"I","CHI, DCH(BA, MT, BB, KE), GCH, GYN, HCH, KCH, ORL(BA,MT,RK,BB,KE,KS,PO,HE,NZ), ORT(BA I,II OTK, DFNBA, TN, ZA, MT, KE, PO, BB), UCH, URO",90189040]
[4181,"XH1.1","X01829","P89928","Systém ultrazvukový chirurgický Sonicision Cordless","bezdrôtový s príslušenstvom","COV","US","ks",{"v":0.2,"d":"20.00%"},529.98,529.98,{"v":0,"d":"0.00"},{"v":0,"d":"0.0000%"},"I","CHI, DCH(BA, MT, BB, KE), GCH, GYN, HCH, KCH, ORL(BA,MT,RK,BB,KE,KS,PO,HE,NZ), ORT(BA I,II OTK, DFNBA, TN, ZA, MT, KE, PO, BB), UCH, URO",90189040]
[4182,{"$nulls":3},"XH1.1.1 NOVÁ GENERÁCIA ULTRAZVUKOVÝCH NÁSTROJOV SO ZLEPŠENOU SCHOPNOSŤOU DISEKCIE TKANIVA, ZATAVENIA A UTESNENIA CIEV",{"$nulls":10},{"v":770,"d":"770.000000"},"ks"]
[4183,"XH1.1.1","X05103","P57541","Skalpel harmonický Harmonic / Enseal","s príslušenstvom; rôzne typy","ETL","US","ks",{"v":0.2,"d":"20.00%"},{"v":770,"d":"770.00"},{"v":770,"d":"770.00"},{"v":0,"d":"0.00"},{"v":0,"d":"0.0000%"},"I","CHI, GYN, HCH, KCH, ORL, ORT, UCH, URO",90189084]
[4184,{"$nulls":3},"XH1.2.1 Sieťka antiadhezívna - veľkosť nad 12 cm",{"$nulls":10},{"v":701.8,"d":"701.800000"},"ks"]
[4185,"XH1.2.1","X01816","P78848","Sieťka chirurgická kompozitná z polyester. (Parietex) alebo polypropylén. (Parietene) materiálu","hiatálne sieťky","SFD-FR","FR","ks",{"v":0.1,"d":"10.00%"},{"v":423.5,"d":"423.50"},{"v":423.5,"d":"423.50"},{"v":0,"d":"0.00"},{"v":0,"d":"0.0000%"},"I","CHI, DCH, GCH, HCH, PCH",90219090]
[4186,"XH1.2.1","X02281","P85012","Sieťka antiadhezívna Omyra Mesh","15x15cm, štvorec","POX","IE","ks",{"v":0.1,"d":"10.00%"},511.56,511.56,{"v":0,"d":"0.00"},{"v":0,"d":"0.0000%"},"I","CHI, DCH, GCH, HCH, PCH",90219090]
[4187,"XH1.2.1","X04539","P98328","Sietka chirurgická Ventralight ST s umiestnovacím systémom Echo PS","permanentná, bioresorbovatelná; rôzne tvary a velkosti","DAL","US","ks",{"v":0.1,"d":"10.00%"},532.39,532.39,{"v":0,"d":"0.00"},{"v":0,"d":"0.0000%"},"I","CHI, DCH, GCH, HCH, PCH",90213990]
[4188,"XH1.2.1","X01817","P78848","Sieťka chirurgická kompozitná z polyester. (Parietex) alebo polypropylén. (Parietene) materiálu","veľkosť nad 12 cm do 30x20cm","SFD-FR","FR","ks",{"v":0.1,"d":"10.00%"},{"v":532.4,"d":"532.40"},{"v":532.4,"d":"532.40"},{"v":0,"d":"0.00"},{"v":0,"d":"0.0000%"},"I","CHI, DCH, GCH, HCH, PCH",90219090]
[4189,"XH1.2.1","X03836","P76404","Sieťka chirurgická antiadhezívna PROCEED","15 x 15 cm, štvorcová; 15 x 20 cm, oválna","ETL-US","US","ks",{"v":0.1,"d":"10.00%"},{"v":701.8,"d":"701.80"},{"v":701.8,"d":"701.80"},{"v":0,"d":"0.00"},{"v":0,"d":"0.0000%"},"I","CHI, DCH, GCH, HCH, PCH",30061090]
[4190,"XH1.2.1","X01818","P78848","Sieťka chirurgická kompozitná","Parietex Parastomal","SFD-FR","FR","ks",{"v":0.1,"d":"10.00%"},{"v":701.8,"d":"701.80"},{"v":701.8,"d":"701.80"},{"v":0,"d":"0.00"},{"v":0,"d":"0.0000%"},"I","CHI, DCH, GCH, HCH, PCH",90219090]
[4191,"XH1.2.1","X01819","P78848","Sieťka chirurgická kompozitná z polyester. (Parietex) alebo polypropylén. (Parietene) materiálu","veľkosť nad 12 cm do 37x28 cm","SFD-FR","FR","ks",{"v":0.1,"d":"10.00%"},{"v":701.8,"d":"701.80"},{"v":701.8,"d":"701.80"},{"v":0,"d":"0.00"},{"v":0,"d":"0.0000%"},"I","CHI, DCH, GCH, HCH, PCH",90219090]
[4192,{"$nulls":3},"XH1.2.2 Fixátor sieťok",{"$nulls":10},{"v":347.6,"d":"347.600000"},"ks"]
[4193,"XH1.2.2","X05059","P96858","Systém permanentnej fixácie CapSure","30 úchytov, fixácia chir. sietky","DAL","US","ks",{"v":0.2,"d":"20.00%"},347.58,347.58,{"v":0,"d":"0.00"},{"v":0,"d":"0.0000%"},"I","CHI, DCH, GCH, HCH, PCH",90183900]
[4194,"XH1.2.2","X03849","P91013","Fixátor sieťok SECURESTRAP",null,"ETL-US-0","US","ks",{"v":0.2,"d":"20.00%"},{"v":347.6,"d":"347.60"},{"v":347.6,"d":"347.60"},{"v":0,"d":"0.00"},{"v":0,"d":"0.0000%"},"I","CHI, DCH, GCH, HCH, PCH",90189084]
[4195,"XH1.2.2","X04146","P95357","Zariadenie fixačné protetické ReliaTack / AbsorbaTack","s abosorbovateľnými stehmi; rôzne typy","COV","US","ks",{"v":0.2,"d":"20.00%"},{"v":347.6,"d":"347.60"},{"v":347.6,"d":"347.60"},{"v":0,"d":"0.00"},{"v":0,"d":"0.0000%"},"I","CHI, DCH, GCH, HCH, PCH",9100102]
[4196,{"$nulls":3},"XH1.3 Implantovateľné porty pre dlhodobú intravenóznu chemoterapeutickú infúznu liečbu, dlhodobú analgetickú liečbu a trvalú parenterálnu výživu",{"$nulls":10},{"v":543.8,"d":"543.800000"},"set"]
[4197,"XH1.3","X05158","P76996,P37320","Katéter periférne zavádzaný (PICC), MIDLINE","PICC 1-3 lumen, 4-6Fr, rôzne dĺžky. MIDLINE 3-5Fr","ARROW","US","set",{"v":0.2,"d":"20.00%"},162.73,162.73,{"v":0,"d":"0.00"},{"v":0,"d":"0.0000%"},"I","AGG, ONK",90183210]
[4198,"XH1.3","X04570","P92074,P92075","Katéter Power PICC SOLO2,  Groshong PICC / nXt PICC / nXt ClearVue PICC","pre dlhodobý / krátkodobý prístup, rôzne typy a velkosti","BAR","US","ks",{"v":0.2,"d":"20.00%"},212.76,212.76,{"v":0,"d":"0.00"},{"v":0,"d":"0.0000%"},"I","AGG, ONK",90183900]
[4199,"XH1.3","X04475","P97861,P98135","Katéter periférny implantovateľný KIMAL PICC, Midline","na opakovanú aplikáciu liečiv, s príslušenstvom; rôzne typy a veľkosti","KML","UK","set",{"v":0.2,"d":"20.00%"},216.14,216.14,{"v":0,"d":"0.00"},{"v":0,"d":"0.0000%"},"I","AGG, ONK",90183210]
[4200,"XH1.3","X04142","P93304","Periférne implantovateľný centrálny katétr PICC (port) pre strednodobú a dlhodobú opakovanú aplikáciu liečiv","Rôzne veľkosti a rôzne druhy s prislušenstvom","MEDCOMP","US","ks",{"v":0.1,"d":"10.00%"},{"v":232.4,"d":"232.40"},{"v":232.4,"d":"232.40"},{"v":0,"d":"0.00"},{"v":0,"d":"0.0000%"},"I","AGG, ONK",90219090]
[4201,"XH1.3","X05135","P99484","Systém venóznych implantovateľných portov Celsite Safety","rôzne typy","BME","FR","set",{"v":0.1,"d":"10.00%"},{"v":330,"d":"330.00"},{"v":330,"d":"330.00"},{"v":0,"d":"0.00"},{"v":0,"d":"0.0000%"},"I","AGG, ONK",90219090]
[4202,"XH1.3","X02380","P23654","Implantabilné porty Heliosite a Sitimplant, Lifecath, CT PICC Easy, Maxflo Expert, Neonatal PICC","všetky veľkosti Sitimplant, Sitimplant Expert, Mini-Sitimplant Expert, Micro-Sitimplant s príslušenstvom, titánové alebo silikónové, Lifecath CVC (Hickman, Broviac), Lifecath PICC (Expert, Easy, Midline), Neonatal PICC (Premicath, Epicutaneo, Nutriline Twinflo)","VYG","FR","set",{"v":0.2,"d":"20.00%"},{"v":339,"d":"339.00"},{"v":339,"d":"339.00"},{"v":0,"d":"0.00"},{"v":0,"d":"0.0000%"},"I","AGG, ONK",90183900]
[4203,"XH1.3","X03611","P70660,P87260","Port implantabilný infúzny VORTEX®MP , Smart Port™CT","LP/MP/TR/VX , rôzne typy , rôzne veľkosti","AGD","US","set",{"v":0.2,"d":"20.00%"},{"v":343.2,"d":"343.20"},{"v":343.2,"d":"343.20"},{"v":0,"d":"0.00"},{"v":0,"d":"0.0000%"},"I","AGG, ONK",90183900]
[4204,"XH1.3","X02668","P91048,P91049","Port implantabilný Polysite","všetky veľkosti s príslušenstvom","PEO","FR","set",{"v":0.2,"d":"20.00%"},360.36,360.36,{"v":0,"d":"0.00"},{"v":0,"d":"0.0000%"},"I","AGG, ONK",90189084]
[4205,"XH1.3","X02382","P25666","Port implantabilný Celsite Implantofix","rôzne varianty, s príslušenstvom","BBM-FR","FR","set",{"v":0.1,"d":"10.00%"},389.57,389.57,{"v":0,"d":"0.00"},{"v":0,"d":"0.0000%"},"I","AGG, ONK",90219090]
[4206,"XH1.3","X03475","P93305","Implantovateľné porty pre dlhodobú intravenóznu chemoterapeutickú infúznu liečbu, dlhodobú analgetickú liečbu a trvalú parenterálnu výživu","Rôzne veľkosti a rôzne druhy s príslušenstvom, všetky vhodné na CT, varianta s Mikropunkciou, Nízkoprofilový port Mini Dignity, Nízkoprofilový port Dignity, Stredne velký port Dignity","MEDCOMP","US","set",{"v":0.1,"d":"10.00%"},{"v":532.4,"d":"532.40"},{"v":532.4,"d":"532.40"},{"v":0,"d":"0.00"},{"v":0,"d":"0.0000%"},"I","AGG, ONK",90219090]
[4207,"XH1.3","X02421","P25665","Port implantabilný Celsite","titánová komôrka, rôzne varianty, s príslušenstvom","BBM-FR","FR","set",{"v":0.1,"d":"10.00%"},{"v":543.8,"d":"543.80"},{"v":543.8,"d":"543.80"},{"v":0,"d":"0.00"},{"v":0,"d":"0.0000%"},"I","AGG, ONK",90219090]
[4208,"XH1.3","X02381","P25665","Port implantabilný Celsite Babyport","titánová komôrka, rôzne varianty, s príslušenstvom","BBM-FR","FR","set",{"v":0.1,"d":"10.00%"},{"v":1125.08,"d":"1,125.08"},{"v":543.8,"d":"543.80"},581.28,{"v":0.516657,"d":"51.6657%"},"S","AGG, ONK",90219090]
[4209,{"$nulls":3},"XH1.4 Perianálne plniace substancie",{"$nulls":10},{"v":3261.36,"d":"3,261.360000"},"ks"]
[4210,"XH1.4","X01670","B82130","Implantát injektovateľný PTQ","PTQ - predplnená injekčná striekačka s obsahom 2,5ml s luer male zakončením, do vnútorného análneho zvierača (3 ks) + 1 ks PRN-090 rigídna ihla PTQ-2.5","URL-NL","NL","ks",{"v":0.1,"d":"10.00%"},{"v":3261.36,"d":"3,261.36"},{"v":3261.36,"d":"3,261.36"},{"v":0,"d":"0.00"},{"v":0,"d":"0.0000%"},"I","CHI(NR)",90219090]
[4211,{"$nulls":3},"XH1.5 Materiál na ablácie v onkochirurgii",{"$nulls":10},{"v":3379.2,"d":"3,379.200000"},"ks"]
[4212,"XH1.5","X04447","P91413","Elektródy RF ablačné BT, VCT, RFT, RFTS, CST, JET-Tip","na abláciu tumorov mäkkých orgánov, žliaz a kostí","RFM","KR","ks",{"v":0.2,"d":"20.00%"},{"v":1029.6,"d":"1,029.60"},{"v":1029.6,"d":"1,029.60"},{"v":0,"d":"0.00"},{"v":0,"d":"0.0000%"},"I","CHI, HCH, ORT(BA I,II OTK, DFNBA, TN, ZA, MT, KE, PO, BB), RAT",90183980]
[4213,"XH1.5","X03848","P90672","Aquamantys Sealer rádiofrekvenčné elektródy s nízkou pracovnou teplotou","všetky typy a veľkosti s príslušenstvom","MDT","US","ks",{"v":0.2,"d":"20.00%"},{"v":1306.8,"d":"1,306.80"},{"v":1306.8,"d":"1,306.80"},{"v":0,"d":"0.00"},{"v":0,"d":"0.0000%"},"I","CHI, HCH, ORT(BA I,II OTK, DFNBA, TN, ZA, MT, KE, PO, BB), RAT",90189084]
[4214,"XH1.5","X02739","P89426,P79370","Cool-tip™ - systém ablačný","súprava elektród na vysokofrekvencnú abláciu","COV","US","ks",{"v":0.2,"d":"20.00%"},{"v":1542.95,"d":"1,542.95"},{"v":1542.95,"d":"1,542.95"},{"v":0,"d":"0.00"},{"v":0,"d":"0.0000%"},"I","CHI, HCH, ORT(BA I,II OTK, DFNBA, TN, ZA, MT, KE, PO, BB), RAT",90189040]
[4215,"XH1.5","X03447","P83938","Elektródy ablačné k RF systému 1500X","StarBurst, UniBlate - rôzne typy a veľkosti","AGD","US","ks",{"v":0.2,"d":"20.00%"},{"v":1584,"d":"1,584.00"},{"v":1584,"d":"1,584.00"},{"v":0,"d":"0.00"},{"v":0,"d":"0.0000%"},"I","CHI, HCH, ORT(BA I,II OTK, DFNBA, TN, ZA, MT, KE, PO, BB), RAT",90219090]
[4216,"XH1.5","X04299","P91300","Prístroj ablačný Linea HS Amica","mikrovlnný a radiofrekfenčný s príslušenstvom Amica Probe ihlová elektróda","ITALY","IT","ks",{"v":0.2,"d":"20.00%"},{"v":1960,"d":"1,960.00"},{"v":1960,"d":"1,960.00"},{"v":0,"d":"0.00"},{"v":0,"d":"0.0000%"},"I","CHI, HCH, ORT(BA I,II OTK, DFNBA, TN, ZA, MT, KE, PO, BB), RAT",90183900]
[4217,"XH1.5","X04862","P99529","Aplikátor pre mikrovlnnú termálnu abláciu TATOpro","rôzne modely","BMF","IT","ks",{"v":0.2,"d":"20.00%"},{"v":2013,"d":"2,013.00"},{"v":2013,"d":"2,013.00"},{"v":0,"d":"0.00"},{"v":0,"d":"0.0000%"},"I","CHI, HCH, ORT(BA I,II OTK, DFNBA, TN, ZA, MT, KE, PO, BB), RAT",90189084]
[4218,"XH1.5","X04484","P98148","Systém ablačný mikrovlnný Solero","generátor a aplikátor na abláciu tkaniva","AGD US01","USA","ks",{"v":0.2,"d":"20.00%"},{"v":2035,"d":"2,035.00"},{"v":2035,"d":"2,035.00"},{"v":0,"d":"0.00"},{"v":0,"d":"0.0000%"},"I","CHI, HCH, ORT(BA I,II OTK, DFNBA, TN, ZA, MT, KE, PO, BB), RAT",90219090]
[4219,"XH1.5","X02776","P81826","Evident™ MW ablácia","perkutálna anténa na mikrovlnnú abláciu","COV","US","ks",{"v":0.2,"d":"20.00%"},{"v":2046,"d":"2,046.00"},{"v":2046,"d":"2,046.00"},{"v":0,"d":"0.00"},{"v":0,"d":"0.0000%"},"I","CHI, HCH, ORT(BA I,II OTK, DFNBA, TN, ZA, MT, KE, PO, BB), RAT",90189040]
[4220,"XH1.5","X04473","P97798","Súprava optických vlákien na PLA","rôzne typy","AIB","DE","ks",{"v":0.2,"d":"20.00%"},{"v":3350,"d":"3,350.00"},{"v":3350,"d":"3,350.00"},{"v":0,"d":"0.00"},{"v":0,"d":"0.0000%"},"I","CHI, HCH, ORT(BA I,II OTK, DFNBA, TN, ZA, MT, KE, PO, BB), RAT",90011090]
[4221,"XH1.5","X02738","P89426","Cool Tip™ E série","súprava elektród na vysokofrekvencnú abláciu","COV","US","ks",{"v":0.2,"d":"20.00%"},{"v":3379.2,"d":"3,379.20"},{"v":3379.2,"d":"3,379.20"},{"v":0,"d":"0.00"},{"v":0,"d":"0.0000%"},"I","CHI, HCH, ORT(BA I,II OTK, DFNBA, TN, ZA, MT, KE, PO, BB), RAT",90189040]
[4222,{"$nulls":3},"XH1.6 Chirurgické sieťky bez potreby fixácie",{"$nulls":10},{"v":210,"d":"210.000000"},"ks"]
[4223,"XH1.6","X04701","P81871","Sieťka chirurgická Parietex Progrip","rôzne veľkosti","SFD","SF","ks",{"v":0.1,"d":"10.00%"},{"v":210,"d":"210.00"},{"v":210,"d":"210.00"},{"v":0,"d":"0.00"},{"v":0,"d":"0.0000%"},"I","CHI, DCH, GCH, HCH",90219090]
[4224,{"$nulls":3},"XH1.7 Látky Detekčné magnetické",{"$nulls":10},{"v":253,"d":"253.000000"},"ks"]
[4225,"XH1.7","X04899","P92390","Suspenzia stopovacia magnetická Magtrace","k detekčnému magnetickému systému Sentimag; rôzne balenia","ENM","GB","ks",{"v":0.1,"d":"10.00%"},{"v":253,"d":"253.00"},{"v":253,"d":"253.00"},{"v":0,"d":"0.00"},{"v":0,"d":"0.0000%"},"I","CHI, DCH(BA, MT, BB, KE), GCH, GYN, HCH, KCH, ORL(BA,MT,RK,BB,KE,KS,PO,HE,NZ), ORT(BA I,II OTK, NÚDCH, TN, ZA, MT, KE, PO, BB), UCH, URO",90183900]
[4226,{"$nulls":3},"XH1.8 Materiály na detekciu lézií prsníka",{"$nulls":10},{"v":411.4,"d":"411.400000"},"ks"]
[4227,"XH1.8","X05277","P1957A","Systém chirurgický navádzací SCOUT","s príslušenstvom","MME","US","ks",{"v":0.1,"d":"10.00%"},411.35,411.35,{"v":0,"d":"0.00"},{"v":0,"d":"0.0000%"},"I","CHI, GYN, ONK, RAT",90183900]
[4228,"XH1.8","X05062","P98285","Systém magnetického markera Magseed","v zavádzacej ihle; rôzne rozmery","ENM","GB","ks",{"v":0.1,"d":"10.00%"},{"v":411.4,"d":"411.40"},{"v":411.4,"d":"411.40"},{"v":0,"d":"0.00"},{"v":0,"d":"0.0000%"},"I","CHI, GYN, ONK, RAT",90183900]
[4229,{"$nulls":3},"XH2 Staplery"]
[4230,{"$nulls":3},"XH2.1 Kruhový stapler",{"$nulls":10},{"v":532.34,"d":"532.340000"},"ks"]
[4231,"XH2.1","X01834","P91052","Stapler chirurgický Panther cirkulárny, modely FCSLWBE a FCSME","Veľkosti 24,26,29,32,34 mm","PAQ-CN","CN","ks",{"v":0.2,"d":"20.00%"},454.41,454.41,{"v":0,"d":"0.00"},{"v":0,"d":"0.0000%"},"I","CHI, DCH(BA, MT, BB, KE), GCH",90189084]
[4232,"XH2.1","X01080","P80777","Kruhový stapler (cirkulárny)","CS21 21mm, CS25 25mm, CS28 28mm, CS32 32mm","FRA","HK","ks",{"v":0.2,"d":"20.00%"},{"v":528,"d":"528.00"},{"v":528,"d":"528.00"},{"v":0,"d":"0.00"},{"v":0,"d":"0.0000%"},"I","CHI, DCH(BA, MT, BB, KE), GCH",90189020]
[4233,"XH2.1","X03503","P94287","Stapler kruhovy CSC Touchstone","veľkosti 21, 25, 29, 33, rôzne typy","TUC-CN","CN","ks",{"v":0.2,"d":"20.00%"},{"v":529.5,"d":"529.50"},{"v":529.5,"d":"529.50"},{"v":0,"d":"0.00"},{"v":0,"d":"0.0000%"},"I","CHI, DCH(BA, MT, BB, KE), GCH",90189084]
[4234,"XH2.1","X04787","P98067","Zošívačka kruhová EEA s technológiou Tri-Staple","rôzne rozmery","MDC","US","ks",{"v":0.2,"d":"20.00%"},532.14,532.14,{"v":0,"d":"0.00"},{"v":0,"d":"0.0000%"},"I","CHI, DCH(BA, MT, BB, KE), GCH",90189040]
[4235,"XH2.1","X00495","P77191","Nástroje laparoskopické Ethicon ES","cirkulárne staplery","ETL-US-0","US","ks",{"v":0.2,"d":"20.00%"},532.34,532.34,{"v":0,"d":"0.00"},{"v":0,"d":"0.0000%"},"I","CHI, DCH(BA, MT, BB, KE), GCH",90189020]
[4236,"XH2.1","X00642","P77384","Staplery na otvorenú a laparoskopickú chirurgiu","EEA cirkuárne staplery","COV","US","ks",{"v":0.2,"d":"20.00%"},532.34,532.34,{"v":0,"d":"0.00"},{"v":0,"d":"0.0000%"},"I","CHI, DCH(BA, MT, BB, KE), GCH",90189084]
[4237,{"$nulls":3},"XH2.1.1 Príslušenstvo ku kruhovému stapleru",{"$nulls":10},{"v":220.56,"d":"220.560000"},"ks"]
[4238,"XH2.1.1","X01154","P78844","Staplery na otvorenú a laparoskopickú chirurgiu","EEA Orvil","COV","US","ks",{"v":0.2,"d":"20.00%"},220.56,220.56,{"v":0,"d":"0.00"},{"v":0,"d":"0.0000%"},"I","CHI, DCH(BA, MT, BB, KE), GCH",90189084]
[4239,{"$nulls":3},"XH2.1.2 Kruhový stapler elektricky ovládaný",{"$nulls":10},{"v":769.56,"d":"769.560000"},"ks"]
[4240,"XH2.1.2","X04887","P99708","Svorkovac elektrický kruhový Echelon Cirkular","rôzne typy","ETL","US","ks",{"v":0.2,"d":"20.00%"},769.56,769.56,{"v":0,"d":"0.00"},{"v":0,"d":"0.0000%"},"I","CHI, DCH(BA, MT, BB, KE), GCH",90189084]
[4241,{"$nulls":3},"XH2.2 Stapler na nízke rektum, rotikulátor, TA stapler",{"$nulls":10},{"v":634.92,"d":"634.920000"},"ks"]
[4242,"XH2.2","X00494","P77192,P77193","Nástroje pre otvorenú operatívu Ethicon ES","rotikulátory, lineárne katre a zásobníky do lin. Katrov","ETL-US-0","US","ks",{"v":0.2,"d":"20.00%"},634.92,634.92,{"v":0,"d":"0.00"},{"v":0,"d":"0.0000%"},"I","CHI, DCH(BA, MT, BB, KE), GCH, HCH",90189020]
[4243,"XH2.2","X01814","P73831","Stapler laparoskopický ENDO GIA","Radiálne náplne Endo GIA™ s technológiou Tri-Staple™, na nízke rektum","COV","US","ks",{"v":0.2,"d":"20.00%"},634.92,634.92,{"v":0,"d":"0.00"},{"v":0,"d":"0.0000%"},"I","CHI, DCH(BA, MT, BB, KE), GCH, HCH",90189084]
[4244,"XH2.2","X01537","P73831","Stapler na nizke rektum","Radiálna nápln s technológiou Tri-Staple, EGIARADMT","COV","US","ks",{"v":0.2,"d":"20.00%"},634.92,634.92,{"v":0,"d":"0.00"},{"v":0,"d":"0.0000%"},"I","CHI, DCH(BA, MT, BB, KE), GCH, HCH",90189084]
[4245,"XH2.2","X00641","P73822,P78943,P73830","Staplery na otvorenú a laparoskopickú chirurgiu","Rotikulačná staplery","COV","US","ks",{"v":0.2,"d":"20.00%"},634.92,634.92,{"v":0,"d":"0.00"},{"v":0,"d":"0.0000%"},"I","CHI, DCH(BA, MT, BB, KE), GCH, HCH",90189084]
[4246,{"$nulls":3},"XH2.3 Endostapler",{"$nulls":10},{"v":401.28,"d":"401.280000"},"ks"]
[4247,"XH2.3","X01838","P91056","Stapler chirurgický Panther endolineárny, model CEAA","30,45,60 mm","PAQ-CN","CN","ks",{"v":0.2,"d":"20.00%"},398.64,398.64,{"v":0,"d":"0.00"},{"v":0,"d":"0.0000%"},"I","CCH, CHI, DCH(BA, MT, BB, KE), GCH, HCH, ORL(BA,MT,RK,BB,KE,KS,PO,HE,NZ), URO",90189084]
[4248,"XH2.3","X00493","P65907,P74199","Nástroje laparoskopické Ethicon ES","endostaplery Echelon","ETL-US-0","US","ks",{"v":0.2,"d":"20.00%"},401.28,401.28,{"v":0,"d":"0.00"},{"v":0,"d":"0.0000%"},"I","CCH, CHI, DCH(BA, MT, BB, KE), GCH, HCH, ORL(BA,MT,RK,BB,KE,KS,PO,HE,NZ), URO",90189020]
[4249,"XH2.3","X00640","P73831","Staplery na otvorenú a laparoskopickú chirurgiu","Endostaplery","COV","US","ks",{"v":0.2,"d":"20.00%"},401.28,401.28,{"v":0,"d":"0.00"},{"v":0,"d":"0.0000%"},"I","CCH, CHI, DCH(BA, MT, BB, KE), GCH, HCH, ORL(BA,MT,RK,BB,KE,KS,PO,HE,NZ), URO",90189084]
[4250,"XH2.3","X01831","P90851","Nástroje laparoskopické Ethicon ES","endostaplery Powered Echelon Flex","ETL-US-0","US","ks",{"v":0.2,"d":"20.00%"},499.99,401.28,98.71,{"v":0.197424,"d":"19.7424%"},"S","CCH, CHI, DCH(BA, MT, BB, KE), GCH, HCH, ORL(BA,MT,RK,BB,KE,KS,PO,HE,NZ), URO",90189020]
[4251,{"$nulls":3},"XH2.3.1 Endostapler elektrický ovladatelný",{"$nulls":10},{"v":499.99,"d":"499.990000"},"ks"]
[4252,"XH2.3.1","X05060","P96907,P73831","Set so svorkami pre elektronický stapler Signia",null,"COV","US","ks",{"v":0.2,"d":"20.00%"},{"v":499,"d":"499.00"},{"v":499,"d":"499.00"},{"v":0,"d":"0.00"},{"v":0,"d":"0.0000%"},"I","CHI, DCH(BA, MT, BB, KE), GCH, HCH",90189084]
[4253,"XH2.3.1","X03787","P94755","Endostapler Echelon Flex Powered","Vaskulárny, Plus","ETL-US-0","US","ks",{"v":0.2,"d":"20.00%"},499.99,499.99,{"v":0,"d":"0.00"},{"v":0,"d":"0.0000%"},"I","CHI, DCH(BA, MT, BB, KE), GCH, HCH",90189060]
[4254,{"$nulls":3},"XH2.4.1 Náplň do endostaplera",{"$nulls":10},{"v":281.16,"d":"281.160000"},"ks"]
[4255,"XH2.4.1","X01839","P91057","Náplň náhradná do endolineárneho staplera Panther, model CADA, CADB","nôž 30,45,60 mm, svorky 2,0;2,5;3,5;4,8 mm","PAQ-CN","CN","ks",{"v":0.2,"d":"20.00%"},{"v":277.2,"d":"277.20"},{"v":277.2,"d":"277.20"},{"v":0,"d":"0.00"},{"v":0,"d":"0.0000%"},"I","CCH, CHI, DCH(BA, MT, BB, KE), GCH, HCH, ORL(BA,MT,RK,BB,KE,KS,PO,HE,NZ), URO",90189084]
[4256,"XH2.4.1","X00492","P65907,P74199","Nástroje laparoskopické Ethicon ES","Zásobníky do endostaplerov","ETL-US-0","US","ks",{"v":0.2,"d":"20.00%"},281.16,281.16,{"v":0,"d":"0.00"},{"v":0,"d":"0.0000%"},"I","CCH, CHI, DCH(BA, MT, BB, KE), GCH, HCH, ORL(BA,MT,RK,BB,KE,KS,PO,HE,NZ), URO",90189020]
[4257,"XH2.4.1","X00639","P73831","Staplery na otvorenú a laparoskopickú chirurgiu","Náplne do Endostaplera","COV","US","ks",{"v":0.2,"d":"20.00%"},281.16,281.16,{"v":0,"d":"0.00"},{"v":0,"d":"0.0000%"},"I","CCH, CHI, DCH(BA, MT, BB, KE), GCH, HCH, ORL(BA,MT,RK,BB,KE,KS,PO,HE,NZ), URO",90189084]
[4258,"XH2.4.1","X03786","P94755","Náplň do endostaplera Echelon Flex Powered","rôzne veľkosti","ETL-US-0","US","ks",{"v":0.2,"d":"20.00%"},309.61,281.16,28.45,{"v":0.09189,"d":"9.1890%"},"S","CCH, CHI, DCH(BA, MT, BB, KE), GCH, HCH, ORL(BA,MT,RK,BB,KE,KS,PO,HE,NZ), URO",90189084]
[4259,{"$nulls":3},"XH2.4.2 Náplň do endostaplera vystužená",{"$nulls":10},{"v":612.88,"d":"612.880000"},"ks"]
[4260,"XH2.4.2","X03720","P93750","Nápln vystužená, s technológiou Tri-Staple","do staplerov Endo Gia; rôzne typy","COV","US","ks",{"v":0.2,"d":"20.00%"},612.88,612.88,{"v":0,"d":"0.00"},{"v":0,"d":"0.0000%"},"I","CCH, CHI, DCH(BA, MT, BB, KE), GCH, HCH, ORL(BA,MT,RK,BB,KE,KS,PO,HE,NZ), URO",90189084]
[4261,{"$nulls":3},"XH2.5 Lineárny stapler",{"$nulls":10},{"v":281.24,"d":"281.240000"},"ks"]
[4262,"XH2.5","X01840","P91058","Stapler chirurgický Panther lineárny rezací, model SSAB","60-100mm, výška 3,8 - 4,8 mm","PAQ-CN","CN","ks",{"v":0.2,"d":"20.00%"},260.04,260.04,{"v":0,"d":"0.00"},{"v":0,"d":"0.0000%"},"I","CCH, CHI, DCH(BA, MT, BB, KE), GCH, HCH, ORL(BA,MT,RK,BB,KE,KS,PO,HE,NZ), URO",90189084]
[4263,"XH2.5","X01836","P91054","Stapler chirurgický Panther lineárny, model FLSLF","30,45,60,90mm, výška 3,5/4,8","PAQ-CN","CN","ks",{"v":0.2,"d":"20.00%"},260.04,260.04,{"v":0,"d":"0.00"},{"v":0,"d":"0.0000%"},"I","CCH, CHI, DCH(BA, MT, BB, KE), GCH, HCH, ORL(BA,MT,RK,BB,KE,KS,PO,HE,NZ), URO",90189084]
[4264,"XH2.5","X01078","P80776,P80775","Lineárny stapler so zásobníkom","LS30W,30G,30B,45G,45B,60G,60B,90G,90B","FRA","HK","ks",{"v":0.2,"d":"20.00%"},{"v":264,"d":"264.00"},{"v":264,"d":"264.00"},{"v":0,"d":"0.00"},{"v":0,"d":"0.0000%"},"I","CCH, CHI, DCH(BA, MT, BB, KE), GCH, HCH, ORL(BA,MT,RK,BB,KE,KS,PO,HE,NZ), URO",90189020]
[4265,"XH2.5","X03505","P94289","Stapler lineárny LC Touchstone","60, 80, 100mm, výška 3,8 a 4,2 a 4,5mm","TUC-CN","CN","ks",{"v":0.2,"d":"20.00%"},{"v":272.8,"d":"272.80"},{"v":272.8,"d":"272.80"},{"v":0,"d":"0.00"},{"v":0,"d":"0.0000%"},"I","CCH, CHI, DCH(BA, MT, BB, KE), GCH, HCH, ORL(BA,MT,RK,BB,KE,KS,PO,HE,NZ), URO",90189084]
[4266,"XH2.5","X05278","P1940A","Chirurgické staplery GIA s technológiou Tri-Staple","rôzne typy, s príslušenstvom","COV","US","ks",{"v":0.2,"d":"20.00%"},281.16,281.16,{"v":0,"d":"0.00"},{"v":0,"d":"0.0000%"},"I","CCH, CHI, DCH(BA, MT, BB, KE), GCH, HCH, ORL(BA,MT,RK,BB,KE,KS,PO,HE,NZ), URO",90189084]
[4267,"XH2.5","X00491","P65906,P77193","Nástroje pre otvorenú operatívu Ethicon ES","lineárne staplery","ETL-US-0","US","ks",{"v":0.2,"d":"20.00%"},281.24,281.24,{"v":0,"d":"0.00"},{"v":0,"d":"0.0000%"},"I","CCH, CHI, DCH(BA, MT, BB, KE), GCH, HCH, ORL(BA,MT,RK,BB,KE,KS,PO,HE,NZ), URO",90189020]
[4268,"XH2.5","X00638","P73830,P73823","Staplery na otvorenú a laparoskopickú chirurgiu","Lineárne staplery","COV","US","ks",{"v":0.2,"d":"20.00%"},281.24,281.24,{"v":0,"d":"0.00"},{"v":0,"d":"0.0000%"},"I","CCH, CHI, DCH(BA, MT, BB, KE), GCH, HCH, ORL(BA,MT,RK,BB,KE,KS,PO,HE,NZ), URO",90189084]
[4269,{"$nulls":3},"XH2.6 Náplň do lineárneho staplera",{"$nulls":10},{"v":184.8,"d":"184.800000"},"ks"]
[4270,"XH2.6","X01837","P91055","Náplň náhradná do lineárneho staplera Panther, model (FLSL)H","30,45,60,90mm, výška 3,5/4,8","PAQ-CN","CN","ks",{"v":0.2,"d":"20.00%"},167.48,167.48,{"v":0,"d":"0.00"},{"v":0,"d":"0.0000%"},"I","CCH, CHI, DCH(BA, MT, BB, KE), GCH, HCH, ORL(BA,MT,RK,BB,KE,KS,PO,HE,NZ), URO",90189084]
[4271,"XH2.6","X01841","P91059","Náplň do lineárneho rezacieho staplera Panther, model SADB","60-100mm, výška 3,8 - 4,8 mm","PAQ-CN","CN","ks",{"v":0.2,"d":"20.00%"},179.52,179.52,{"v":0,"d":"0.00"},{"v":0,"d":"0.0000%"},"I","CCH, CHI, DCH(BA, MT, BB, KE), GCH, HCH, ORL(BA,MT,RK,BB,KE,KS,PO,HE,NZ), URO",90189084]
[4272,"XH2.6","X03504","P94289","Náplň do lineárneho staplera LC Touchstone","výška 3,8 a 4,2 a 4,5mm","TUC-CN","CN","ks",{"v":0.2,"d":"20.00%"},181.04,181.04,{"v":0,"d":"0.00"},{"v":0,"d":"0.0000%"},"I","CCH, CHI, DCH(BA, MT, BB, KE), GCH, HCH, ORL(BA,MT,RK,BB,KE,KS,PO,HE,NZ), URO",90189084]
[4273,"XH2.6","X05306","P1940A","Stapler chirurgický GIA s technológiou Tri-Staple","náplne do lineárneho staplera","COV","US","ks",{"v":0.2,"d":"20.00%"},184.01,184.01,{"v":0,"d":"0.00"},{"v":0,"d":"0.0000%"},"I","CCH, CHI, DCH(BA, MT, BB, KE), GCH, HCH, ORL(BA,MT,RK,BB,KE,KS,PO,HE,NZ), URO",90189084]
[4274,"XH2.6","X01081","P80776,P80775","Náplň do lineárneho staplera","LS30W, 30B,30G,45B,45G,60B,60G,90B,90G, LC60B, 60G, 80B, 80G.","FRA","HK","ks",{"v":0.2,"d":"20.00%"},{"v":184.8,"d":"184.80"},{"v":184.8,"d":"184.80"},{"v":0,"d":"0.00"},{"v":0,"d":"0.0000%"},"I","CCH, CHI, DCH(BA, MT, BB, KE), GCH, HCH, ORL(BA,MT,RK,BB,KE,KS,PO,HE,NZ), URO",90189020]
[4275,"XH2.6","X00490","P65906,P77193","Nástroje pre otvorenú operatívu Ethicon ES","zásobníky do staplerov","ETL-US-0","US","ks",{"v":0.2,"d":"20.00%"},{"v":184.8,"d":"184.80"},{"v":184.8,"d":"184.80"},{"v":0,"d":"0.00"},{"v":0,"d":"0.0000%"},"I","CCH, CHI, DCH(BA, MT, BB, KE), GCH, HCH, ORL(BA,MT,RK,BB,KE,KS,PO,HE,NZ), URO",90189020]
[4276,"XH2.6","X00637","P73830,P73823","Staplery na otvorenú a laparoskopickú chirurgiu","Náplne do lineárneho staplera","COV","US","ks",{"v":0.2,"d":"20.00%"},{"v":184.8,"d":"184.80"},{"v":184.8,"d":"184.80"},{"v":0,"d":"0.00"},{"v":0,"d":"0.0000%"},"I","CCH, CHI, DCH(BA, MT, BB, KE), GCH, HCH, ORL(BA,MT,RK,BB,KE,KS,PO,HE,NZ), URO",90189084]
[4277,{"$nulls":3},"XH2.7 Stapler na hemoroidy",{"$nulls":10},{"v":514.8,"d":"514.800000"},"ks"]
[4278,"XH2.7","X01835","P91053","Stapler chirurgický Panther na liečbu hemeroidov, modely FCSSWBE a FCSSWAE","Veľkosti 31,32,33,34 mm","PAQ-CN","CN","ks",{"v":0.2,"d":"20.00%"},467.95,467.95,{"v":0,"d":"0.00"},{"v":0,"d":"0.0000%"},"I","CHI, DCH(BA, MT, BB, KE), GCH",90189084]
[4279,"XH2.7","X03725","P94297","Stapler na hemoroidy PPH","verzia plus a pro, 33mm, s príslušenstvom","TUC-CN","CN","ks",{"v":0.2,"d":"20.00%"},501.49,501.49,{"v":0,"d":"0.00"},{"v":0,"d":"0.0000%"},"I","CHI, DCH(BA, MT, BB, KE), GCH",90189084]
[4280,"XH2.7","X04168","P96451","Stapler na hemoroidy Mirus","rôzne veľkosti","MHV","IN","ks",{"v":0.2,"d":"20.00%"},{"v":513.4,"d":"513.40"},{"v":513.4,"d":"513.40"},{"v":0,"d":"0.00"},{"v":0,"d":"0.0000%"},"I","CHI, DCH(BA, MT, BB, KE), GCH",90189084]
[4281,"XH2.7","X01079","P82574","Stapler na hemoroidy","CPH32 - 32mm, CPH34 - 34mm","FRA","HK","ks",{"v":0.2,"d":"20.00%"},{"v":514.8,"d":"514.80"},{"v":514.8,"d":"514.80"},{"v":0,"d":"0.00"},{"v":0,"d":"0.0000%"},"I","CHI, DCH(BA, MT, BB, KE), GCH",90189020]
[4282,"XH2.7","X03724","P94296","Stapler na hemoroidy TST","veľkosť 31, 33, 36, rôzne typy s príslušenstvom","TUC-CN","CN","ks",{"v":0.2,"d":"20.00%"},{"v":514.8,"d":"514.80"},{"v":514.8,"d":"514.80"},{"v":0,"d":"0.00"},{"v":0,"d":"0.0000%"},"I","CHI, DCH(BA, MT, BB, KE), GCH",90189084]
[4283,"XH2.7","X00636","P83952","Staplery na otvorenú a laparoskopickú chirurgiu","Staplery na Hemoroidy","COV","US","ks",{"v":0.2,"d":"20.00%"},{"v":514.8,"d":"514.80"},{"v":514.8,"d":"514.80"},{"v":0,"d":"0.00"},{"v":0,"d":"0.0000%"},"I","CHI, DCH(BA, MT, BB, KE), GCH",90189084]
[4284,"XH2.7","X00487","P77194","Zošívačka kruhová na hemoroidy Proximate® HCS","s príslušenstvom","ETL-US-0","US","ks",{"v":0.2,"d":"20.00%"},{"v":514.8,"d":"514.80"},{"v":514.8,"d":"514.80"},{"v":0,"d":"0.00"},{"v":0,"d":"0.0000%"},"I","CHI, DCH(BA, MT, BB, KE), GCH",90189020]
[4285,{"$nulls":3},"XI1 Implantáty urologické"]
[4286,{"$nulls":3},"XI1.1 Umelý zvierač močového mechúra",{"$nulls":10},{"v":7246.69,"d":"7,246.690000"},"ks"]
[4287,"XI1.1","X04675","P94374","Systém hydraulický ATOMS ATS s príslušenstvom","nahrádza funkciu zvierača močového mechúra u mužov","AMI","AT","ks",{"v":0.1,"d":"10.00%"},{"v":2990.01,"d":"2,990.01"},{"v":2990.01,"d":"2,990.01"},{"v":0,"d":"0.00"},{"v":0,"d":"0.0000%"},"I","URO, ZP",90219090]
[4288,"XI1.1","X01317","P87596","Zvierač močového mechúra umelý ZSI 375, ZSI 375 PF",null,"ZEY","FR","ks",{"v":0.1,"d":"10.00%"},{"v":6820.17,"d":"6,820.17"},{"v":6820.17,"d":"6,820.17"},{"v":0,"d":"0.00"},{"v":0,"d":"0.0000%"},"I","URO, ZP",90213990]
[4289,"XI1.1","X02715","P92341","Zvierač močový umelý FlowSecure",null,"SPX","GB","ks",{"v":0.1,"d":"10.00%"},{"v":7040.99,"d":"7,040.99"},{"v":7040.99,"d":"7,040.99"},{"v":0,"d":"0.00"},{"v":0,"d":"0.0000%"},"I","URO, ZP",90219090]
[4290,"XI1.1","X01307","P41172,P70672","AMS 800 Urinary Control System",null,"AMJ","US","ks",{"v":0.1,"d":"10.00%"},{"v":7246.69,"d":"7,246.69"},{"v":7246.69,"d":"7,246.69"},{"v":0,"d":"0.00"},{"v":0,"d":"0.0000%"},"I","URO, ZP",90219090]
[4291,{"$nulls":3},"XI1.2 Suburetrálna páska",{"$nulls":10},{"v":718.92,"d":"718.920000"},"ks"]
[4292,"XI1.2","X04674","P94063","Páska stresovej inkontinencie PFR 5021 Multi Purpose Sling",null,"AMI","AT","ks",{"v":0.1,"d":"10.00%"},{"v":318,"d":"318.00"},{"v":318,"d":"318.00"},{"v":0,"d":"0.00"},{"v":0,"d":"0.0000%"},"I","GYN, GYU, URO",90219090]
[4293,"XI1.2","X04456","P96980","Páska suburetrálna - systém InGyne S","nevstrebateľná, z polypropylénu","DPR","IT","ks",{"v":0.1,"d":"10.00%"},368.07,368.07,{"v":0,"d":"0.00"},{"v":0,"d":"0.0000%"},"I","GYN, GYU, URO",90219090]
[4294,"XI1.2","X04677","P95379","Páska sensiTVT SUI 5011 / sensiTVT-A SUI 5021","na ošetrenie stresovej inkontinencie","AMI","AT","ks",{"v":0.1,"d":"10.00%"},{"v":410,"d":"410.00"},{"v":410,"d":"410.00"},{"v":0,"d":"0.00"},{"v":0,"d":"0.0000%"},"I","GYN, GYU, URO",90219090]
[4295,"XI1.2","X01312","P80544","I-Stop","Suburetrálna páska s príslušenstvom","CLM","FR","ks",{"v":0.1,"d":"10.00%"},422.04,422.04,{"v":0,"d":"0.00"},{"v":0,"d":"0.0000%"},"I","GYN, GYU, URO",90219090]
[4296,"XI1.2","X04729","P98091","Páska STEEMA-T PLUS","implantát na liečbu ženskej stresovej inkontinencie","PMD","AR","ks",{"v":0.1,"d":"10.00%"},459.92,459.92,{"v":0,"d":"0.00"},{"v":0,"d":"0.0000%"},"I","GYN, GYU, URO",90219090]
[4297,"XI1.2","X01298","P57141","Páska vaginálna Gynecare TVT","podpora pri inkontinencii +prisl.obturátorová","ETL","CH","ks",{"v":0.1,"d":"10.00%"},517.29,517.29,{"v":0,"d":"0.00"},{"v":0,"d":"0.0000%"},"I","GYN, GYU, URO",90219090]
[4298,"XI1.2","X04335","P97248","Páska suburetrálna suspenzná",null,"ABISS","FR","ks",{"v":0.1,"d":"10.00%"},{"v":544.5,"d":"544.50"},{"v":544.5,"d":"544.50"},{"v":0,"d":"0.00"},{"v":0,"d":"0.0000%"},"I","GYN, GYU, URO",902139]
[4299,"XI1.2","X01789","P81495","Páska fixačná UNITAPE T PLUS","ženská inkontinencia/na liečbu inkontinencie","PMD","AR","ks",{"v":0.1,"d":"10.00%"},{"v":605,"d":"605.00"},{"v":605,"d":"605.00"},{"v":0,"d":"0.00"},{"v":0,"d":"0.0000%"},"I","GYN, GYU, URO",90219090]
[4300,"XI1.2","X01441","P41173","Suburetrálna suspenzná páska Monarc",null,"AMS","US","ks",{"v":0.1,"d":"10.00%"},{"v":621.5,"d":"621.50"},{"v":621.5,"d":"621.50"},{"v":0,"d":"0.00"},{"v":0,"d":"0.0000%"},"I","GYN, GYU, URO",90189084]
[4301,"XI1.2","X03713","P81026","Páska suburetrálna DynaMesh SIS","soft/ direct soft/ soft visible/ direct soft visible; implantát na stresovú inkontinenciu","FEG","DE","ks",{"v":0.1,"d":"10.00%"},623.15,623.15,{"v":0,"d":"0.00"},{"v":0,"d":"0.0000%"},"I","GYN, GYU, URO",90219090]
[4302,"XI1.2","X01319","P81649","Systém transobturatórny Obtryx","implantabilná suburetrálna páska","BSC","US","ks",{"v":0.1,"d":"10.00%"},638.88,638.88,{"v":0,"d":"0.00"},{"v":0,"d":"0.0000%"},"I","GYN, GYU, URO",90219090]
[4303,"XI1.2","X03932","P82267","Systém transvaginálny Advantage Fit","sieťkový Mid-uretrálny implantát","BSC","US","ks",{"v":0.1,"d":"10.00%"},640.09,640.09,{"v":0,"d":"0.00"},{"v":0,"d":"0.0000%"},"I","GYN, GYU, URO",90219090]
[4304,"XI1.2","X02278","P80387","suburerálna páska TiLoop s príslušenstvom","podpora pri inkontinencii","PFM","DE","ks",{"v":0.1,"d":"10.00%"},{"v":665.5,"d":"665.50"},{"v":665.5,"d":"665.50"},{"v":0,"d":"0.00"},{"v":0,"d":"0.0000%"},"I","GYN, GYU, URO",90219090]
[4305,"XI1.2","X01308","P41173","Inkontinenčná páska Monarc/Sparc",null,"AMJ","US","ks",{"v":0.1,"d":"10.00%"},705.43,705.43,{"v":0,"d":"0.00"},{"v":0,"d":"0.0000%"},"I","GYN, GYU, URO",90219090]
[4306,"XI1.2","X02390","P76683","suspenzná subureterálna páska","TS06","HER IT","IT","ks",{"v":0.1,"d":"10.00%"},{"v":707,"d":"707.00"},{"v":707,"d":"707.00"},{"v":0,"d":"0.00"},{"v":0,"d":"0.0000%"},"I","GYN, GYU, URO",90219090]
[4307,"XI1.2","X01318","P79829","Sieťka Surgimesh Sling","terapia ženskej inkontinencie","ASL-FR","FR","ks",{"v":0.1,"d":"10.00%"},707.85,707.85,{"v":0,"d":"0.00"},{"v":0,"d":"0.0000%"},"I","GYN, GYU, URO",90213990]
[4308,"XI1.2","X02595","P92546","Suburetrálna retropubická páska RetroArc",null,"AMS","US","ks",{"v":0.1,"d":"10.00%"},{"v":713.9,"d":"713.90"},{"v":713.9,"d":"713.90"},{"v":0,"d":"0.00"},{"v":0,"d":"0.0000%"},"I","GYN, GYU, URO",90189084]
[4309,"XI1.2","X03167","P85410","Páska suburetrálna  Ajust a Ajust Helical","tranosobturatórne zavedenie","BAR","US","ks",{"v":0.1,"d":"10.00%"},718.01,718.01,{"v":0,"d":"0.00"},{"v":0,"d":"0.0000%"},"I","GYN, GYU, URO",90213990]
[4310,"XI1.2","X01299","P85396,P85410","Páska suburetrálna Align / Align TO","retropubické a suprapubické zavedenie / tranosobtur.zavedenie","BAR","US","ks",{"v":0.1,"d":"10.00%"},724.79,718.92,5.87,{"v":0.008099,"d":"0.8099%"},"S","GYN, GYU, URO",90213990]
[4311,{"$nulls":3},"XI1.3.1 Subureterálne plniace substancie","detské",{"$nulls":9},{"v":614.88,"d":"614.880000"},"set/1ml"]
[4312,"XI1.3.1","X05032","P0492A","Implantát injekčně aplikovaný Dexell VUR","sterilný, vopred naplnený v 1x1ml striekačke, pri liečbe inkontinencie","ISE","TR","ks",{"v":0.1,"d":"10.00%"},365.42,365.42,{"v":0,"d":"0.00"},{"v":0,"d":"0.0000%"},"I","URO",90219090]
[4313,"XI1.3.1","X02651","P89127","Implantát sterilný Vantris","Nevstrebateľná substancia v injekčnej striekačke 1 ml substancie v predplnenej striekačke so zátkou (BAR-1J), semirigídna kovová injekčná ihla (RIN, RINS), 3.6 Fr.x 22G x 350 mm","PMD","AR","set",{"v":0.1,"d":"10.00%"},{"v":580.8,"d":"580.80"},{"v":580.8,"d":"580.80"},{"v":0,"d":"0.00"},{"v":0,"d":"0.0000%"},"I","URO",90219090]
[4314,{"$nulls":3},"XI1.3.2 Suburetrálne plniace substancie","ženské",{"$nulls":9},{"v":463.92,"d":"463.920000"},"set/1ml"]
[4315,"XI1.3.2","X02652","P89127","Implantát sterilný Opsys","Nevstrebateľná substancia v injekčnej striekačke, balenie sa skladá z 5ks Opsys striekačiek á 1 ml, flexibilnej ihly veľkosť 21 G","PMD","AR","set",{"v":0.1,"d":"10.00%"},{"v":871.2,"d":"871.20"},{"v":871.2,"d":"871.20"},{"v":0,"d":"0.00"},{"v":0,"d":"0.0000%"},"I","GYU, URO",90219090]
[4316,"XI1.3.2","X04725","P97511","Implantát pre liečbu stresovej močovej inkontinencie UROLASTIC","pre ženy","URG","NL","set",{"v":0.1,"d":"10.00%"},{"v":919.6,"d":"919.60"},{"v":919.6,"d":"919.60"},{"v":0,"d":"0.00"},{"v":0,"d":"0.0000%"},"I","GYU, URO",90219090]
[4317,"XI1.3.2","X03360","P81403,P93676","Súprava uretrálna vypĺňacia Bulkamid","2x1ml predplnená striekačka, 2x ihla, 1xrotačný zavádzač","CNU","DK","set",{"v":0.1,"d":"10.00%"},{"v":919.6,"d":"919.60"},{"v":919.6,"d":"919.60"},{"v":0,"d":"0.00"},{"v":0,"d":"0.0000%"},"I","GYU, URO",90213990]
[4318,{"$nulls":3},"XI1.3.3 Suburetrálne plniace substancie","mužské"]
[4319,{"$nulls":3},"XI1.4 Bulbouretrálny sling autológny, heterológny",{"$nulls":10},{"v":1009.79,"d":"1,009.790000"},"ks"]
[4320,"XI1.4","X03624","P92792","Páska Surgimesh M-Sling","mužská inkontinencia","ASL","FR","ks",{"v":0.1,"d":"10.00%"},{"v":979.5,"d":"979.50"},{"v":979.5,"d":"979.50"},{"v":0,"d":"0.00"},{"v":0,"d":"0.0000%"},"I","URO",90213990]
[4321,"XI1.4","X01790","P81496","Páska bulbouretrálna ARGUS","mužská inkontinencia","PMD","AR","ks",{"v":0.1,"d":"10.00%"},{"v":1009.79,"d":"1,009.79"},{"v":1009.79,"d":"1,009.79"},{"v":0,"d":"0.00"},{"v":0,"d":"0.0000%"},"I","URO",90219090]
[4322,"XI1.4","X03719","P91887","AdVance XP",null,"AMS","US","ks",{"v":0.1,"d":"10.00%"},{"v":1542.75,"d":"1,542.75"},{"v":1009.79,"d":"1,009.79"},532.96,{"v":0.345461,"d":"34.5461%"},"S","URO",30059050]
[4323,{"$nulls":3},"XI2.1 Zariadenia pre miniinvazívne výkony na prostate, ablačné systémy na princípe konvekcie energie vodnej pary - WAVE",{"$nulls":10},{"v":2640,"d":"2,640.000000"},"ks"]
[4324,"XI2.1","X05259","P0363A","Súprava zavádzacieho zariadenia Rezum","model D2201","NXH","US","ks",{"v":0.2,"d":"20.00%"},{"v":2640,"d":"2,640.00"},{"v":2640,"d":"2,640.00"},{"v":0,"d":"0.00"},{"v":0,"d":"0.0000%"},"I","CHI, URO",90183900]
[4325,{"$nulls":3},"XJ1 Implantáty gynekologické"]
[4326,{"$nulls":3},"XJ1.1 Beznapäťová sieťka pre rekonštrukciu panvového dna total",{"$nulls":10},{"v":1046.65,"d":"1,046.650000"},"ks"]
[4327,"XJ1.1","X01309","P41173","Elevate Apical and Posterior Prolapse Repair System",null,"AMJ","US","ks",{"v":0.1,"d":"10.00%"},{"v":1062.38,"d":"1,062.38"},{"v":1046.65,"d":"1,046.65"},15.73,{"v":0.014806,"d":"1.4806%"},"S","GYN, GYU",90219090]
[4328,{"$nulls":3},"XJ1.1.1 Beznapäťová sieťka pre rekonštrukciu panvového dna total laparoskopickým alebo laparotomickým prístupom",{"$nulls":10},{"v":325.01,"d":"325.010000"},"ks"]
[4329,"XJ1.1.1","X01303","P86768","Implantát sieťkový v tvare Y - Alyte","pre sakrokolpopexiu","BAR","US","ks",{"v":0.1,"d":"10.00%"},325.01,325.01,{"v":0,"d":"0.00"},{"v":0,"d":"0.0000%"},"I","GYN, GYU",90213990]
[4330,"XJ1.1.1","X03957","P95474","Súprava sieťky Upsylon a polohovacieho vaginálneho zariadenia Colpassist",null,"BSC","US","ks",{"v":0.1,"d":"10.00%"},325.01,325.01,{"v":0,"d":"0.00"},{"v":0,"d":"0.0000%"},"I","GYN, GYU",90219090]
[4331,{"$nulls":3},"XJ1.2 Beznapäťová sieťka pre rekonštrukciu panvového dna anterior",{"$nulls":10},{"v":650.1,"d":"650.100000"},"ks"]
[4332,"XJ1.2","X04833","P94066","Sietka chirurgická BSC Mesh PP0","BSC5001, so zásobníkmi I-stitch","AMI","AT","ks",{"v":0.1,"d":"10.00%"},325.01,325.01,{"v":0,"d":"0.00"},{"v":0,"d":"0.0000%"},"I","GYN, GYU",90219090]
[4333,"XJ1.2","X04676","P94381","Sieťka polypropylénová Ingynious D A S malá IGY 5961","liečba panvového dna - pred. prolaps vagin. steny s výrezom","AMI","AT","ks",{"v":0.1,"d":"10.00%"},{"v":530,"d":"530.00"},{"v":530,"d":"530.00"},{"v":0,"d":"0.00"},{"v":0,"d":"0.0000%"},"I","GYN, GYU",90219090]
[4334,"XJ1.2","X01791","P81497,P89125,P91247","Sieťka NAZCA TC/ Implantát sterilný Calistar S/ Sieťka na liečbu apikálneho prolapsu Splentis","predný prolaps/nevstrebateľná páska/sietka","PMD","AR","ks",{"v":0.1,"d":"10.00%"},571.99,571.99,{"v":0,"d":"0.00"},{"v":0,"d":"0.0000%"},"I","GYN, GYU",90219090]
[4335,"XJ1.2","X01446","P82780","Systém Elevate Anterior",null,"AMS","US","ks",{"v":0.1,"d":"10.00%"},{"v":650.1,"d":"650.10"},{"v":650.1,"d":"650.10"},{"v":0,"d":"0.00"},{"v":0,"d":"0.0000%"},"I","GYN, GYU",90189084]
[4336,"XJ1.2","X01447","P82780","Systém Perigee",null,"AMS","US","ks",{"v":0.1,"d":"10.00%"},{"v":650.1,"d":"650.10"},{"v":650.1,"d":"650.10"},{"v":0,"d":"0.00"},{"v":0,"d":"0.0000%"},"I","GYN, GYU",90189084]
[4337,"XJ1.2","X03934","P85124","Systém podporný vaginálny Uphold/Uphold LITE",null,"BSC","US","ks",{"v":0.1,"d":"10.00%"},{"v":650.1,"d":"650.10"},{"v":650.1,"d":"650.10"},{"v":0,"d":"0.00"},{"v":0,"d":"0.0000%"},"I","GYN, GYU",90219090]
[4338,"XJ1.2","X01304","P85411,P85412,P89111","Sieťka beznapäťová  pre rekonštrukciu panvového dna AVAULTA Solo, AVAULTA Plus, NUVIA SI","anterior","BAR","US","ks",{"v":0.1,"d":"10.00%"},680.02,{"v":650.1,"d":"650.10"},29.92,{"v":0.043998999999999996,"d":"4.3999%"},"S","GYN, GYU",90213990]
[4339,{"$nulls":3},"XJ1.3 Beznapäťová sieťka pre rekonštrukciu panvového dna posterior",{"$nulls":10},{"v":650.1,"d":"650.100000"},"ks"]
[4340,"XJ1.3","X01792","P81498,P89125","Sieťka NAZCA R/ Implantát sterilný Calistar P","zadný prolaps/nevstrebateľná páska/sieťka","PMD","AR","ks",{"v":0.1,"d":"10.00%"},571.99,571.99,{"v":0,"d":"0.00"},{"v":0,"d":"0.0000%"},"I","GYN, GYU",90219090]
[4341,"XJ1.3","X03933","P85123","Súprava na reparáciu panvového dna Pinnacle/Pinnacle LITE",null,"BSC","US","ks",{"v":0.1,"d":"10.00%"},{"v":650.1,"d":"650.10"},{"v":650.1,"d":"650.10"},{"v":0,"d":"0.00"},{"v":0,"d":"0.0000%"},"I","GYN, GYU",90219090]
[4342,"XJ1.3","X01444","P82779","Systém Elevate Posterior",null,"AMS","US","ks",{"v":0.1,"d":"10.00%"},{"v":650.1,"d":"650.10"},{"v":650.1,"d":"650.10"},{"v":0,"d":"0.00"},{"v":0,"d":"0.0000%"},"I","GYN, GYU",90189084]
[4343,"XJ1.3","X01445","P82779","Systém panvový reparačný Apogee",null,"AMS","US","ks",{"v":0.1,"d":"10.00%"},{"v":650.1,"d":"650.10"},{"v":650.1,"d":"650.10"},{"v":0,"d":"0.00"},{"v":0,"d":"0.0000%"},"I","GYN, GYU",90189084]
[4344,"XJ1.3","X01305","P85411,P85412,P89111","Sieťka beznapäťová pre rekonštrukciu panvového dna AVAULTA Solo, AVAULTA Plus, NUVIA SI","posterior","BAR","US","ks",{"v":0.1,"d":"10.00%"},680.02,{"v":650.1,"d":"650.10"},29.92,{"v":0.043998999999999996,"d":"4.3999%"},"S","GYN, GYU",90213990]
[4345,{"$nulls":3},"XJ1.4 Antiadhezívne bariéry na báze kyseliny hyalurónovej",{"$nulls":10},{"v":118.48,"d":"118.480000"},"ks"]
[4346,"XJ1.4","X04353","P97409","Gél chirurgický Singclean","antiadhezívny, s obsahom kyseliny hyalurónovej, rôzne balenia","HAZ","CN","ks",{"v":0.1,"d":"10.00%"},{"v":105,"d":"105.00"},{"v":105,"d":"105.00"},{"v":0,"d":"0.00"},{"v":0,"d":"0.0000%"},"I","GYN",30067000]
[4347,{"$nulls":3},"XJ2 Zdravotnícke pomôcky pre laparoskopické a miniinvazívne gynekologické výkony"]
[4348,{"$nulls":3},"XJ2.1 Bezdrôtové zariadenie pre balónkovú termálnu abláciu endometria - TBA",{"$nulls":10},{"v":696.96,"d":"696.960000"},"ks"]
[4349,"XJ2.1","X05258","P1467A","Zariadenie LiNA Librata","na endometriálnu abláciu; rôzne modely","LID","DK","ks",{"v":0.2,"d":"20.00%"},696.96,696.96,{"v":0,"d":"0.00"},{"v":0,"d":"0.0000%"},"I","CHI, GYN",90183900]
[4350,{"$nulls":3},"XJ2.5 Bezdrôtové zariadenia, pomôcky pre laparoskopickú morceláciu",{"$nulls":10},{"v":686.4,"d":"686.400000"},"ks"]
[4351,"XJ2.5","X05307","P1468A","Morcelátor laparoskopický LiNA Xcise","batériový systém s obturátorom; rôzne modely","LID","DK","ks",{"v":0.2,"d":"20.00%"},{"v":686.4,"d":"686.40"},{"v":686.4,"d":"686.40"},{"v":0,"d":"0.00"},{"v":0,"d":"0.0000%"},"I","CHI, GYN",90183900,11318]
[4352,{"$nulls":3},"XK1 Implantáty mammárne"]
[4353,{"$nulls":3},"XK1.1 Prsníkový expandér",{"$nulls":10},{"v":664,"d":"664.000000"},"ks"]
[4354,"XK1.1","X03709","P78149","Expandér prsníkový","SublimeLine® / Modular System","PSE","DE","ks",{"v":0.1,"d":"10.00%"},639.99,639.99,{"v":0,"d":"0.00"},{"v":0,"d":"0.0000%"},"I","CHI, PCH",90219090]
[4355,"XK1.1","X01813","P73459","Prsnikový expandér","CONTOUR PROFILE® ZARIADENIE NA ROZŠIROVANIE TKANIVA S OBLASŤOU BUFFERZONE","MENTOR","US","ks",{"v":0.1,"d":"10.00%"},{"v":664,"d":"664.00"},{"v":664,"d":"664.00"},{"v":0,"d":"0.00"},{"v":0,"d":"0.0000%"},"I","CHI, PCH",90213584]
[4356,"XK1.1","X03710","P78149","Expandér prsníkový","MeshForce","PSE","DE","ks",{"v":0.1,"d":"10.00%"},712.25,{"v":664,"d":"664.00"},48.25,{"v":0.067743,"d":"6.7743%"},"S","CHI, PCH",90219090]
[4357,{"$nulls":3},"XK1.2 Prsníkové implantáty",{"$nulls":10},{"v":492.8,"d":"492.800000"},"ks"]
[4358,"XK1.2","X01761","P73457,P73455","GÉLOVÉ PRSNÍKOVÉ IMPLANTÁTY Texturované","Siltex Round Gel Implant Round","MENTOR","NL","ks",{"v":0.1,"d":"10.00%"},{"v":412.5,"d":"412.50"},{"v":412.5,"d":"412.50"},{"v":0,"d":"0.00"},{"v":0,"d":"0.0000%"},"I","CHI, PCH",90213120]
[4359,"XK1.2","X03722","P94158,P78154,P78153","Implantát prsníkový","typy M?me®, Replicon®, Optimam® a Opticon® s Mesmo® alebo POLYtxt® povrchom a typy M?me® a Replicon® s Microthane® povrchom","PSE","DE","ks",{"v":0.1,"d":"10.00%"},459.99,459.99,{"v":0,"d":"0.00"},{"v":0,"d":"0.0000%"},"I","CHI, PCH",90219090]
[4360,"XK1.2","X03711","P78153","Implantát prsníkový","typy Optimam® a Opticon® s povrchom Microthane®","PSE","DE","ks",{"v":0.1,"d":"10.00%"},{"v":490,"d":"490.00"},{"v":490,"d":"490.00"},{"v":0,"d":"0.00"},{"v":0,"d":"0.0000%"},"I","CHI, PCH",90219090]
[4361,"XK1.2","X05121","P1334A,P1335A,P1336A,P1337A","Implantát gélový prsníkový MENTOR","rôzne typy a rozmery","MEU","NL","ks",{"v":0.1,"d":"10.00%"},{"v":617,"d":"617.00"},{"v":492.8,"d":"492.80"},{"v":124.2,"d":"124.20"},{"v":0.201297,"d":"20.1297%"},"S","CHI, PCH",90213100]
[4362,"XK1.2","X03726","P94494","Implantát prsníkový Motiva Implant Matrix","Ergonomix SilkSurface","ESL","CO","ks",{"v":0.1,"d":"10.00%"},{"v":632,"d":"632.00"},{"v":492.8,"d":"492.80"},{"v":139.2,"d":"139.20"},{"v":0.220253,"d":"22.0253%"},"S","CHI, PCH",90189084]
[4363,"XK1.2","X01812","P73458","GÉLOVÉ PRSNÍKOVÉ IMPLANTÁTY Anatomické Texturované","Siltex Anatom Gel Implant CPG","MENTOR","NL","ks",{"v":0.1,"d":"10.00%"},{"v":632.5,"d":"632.50"},{"v":492.8,"d":"492.80"},{"v":139.7,"d":"139.70"},{"v":0.22087,"d":"22.0870%"},"S","CHI, PCH",90213100]
[4364,"XK1.2","X01822","P81525","Spectra adjustabilní prsnikový implantát Siltex","SILTEX Round Spectra Adjustable Gel Breast Implants Cohesive I","MENTOR","US","ks",{"v":0.1,"d":"10.00%"},632.53,{"v":492.8,"d":"492.80"},139.73,{"v":0.220907,"d":"22.0907%"},"S","CHI, PCH",90213421]
[4365,{"$nulls":3},"XK1.3 Prsníkový expander - implantát",{"$nulls":10},{"v":1050,"d":"1,050.000000"},"ks"]
[4366,"XK1.3","X01815","P75887,P75888,P75889","Becker expander + implantát","SILTEX® BECKER EXPANDÉRY/PRSNÍKOVÉ implantáty","MENTOR","US","ks",{"v":0.1,"d":"10.00%"},{"v":1277.09,"d":"1,277.09"},{"v":1050,"d":"1,050.00"},227.09,{"v":0.177818,"d":"17.7818%"},"S","CHI, PCH",90213178]
[4367,{"$nulls":3},"XL1 Podtlakové systémy hojenia rán"]
[4368,{"$nulls":3},"XL1.1 Set k podtlakovému systému hojenia rán s príslušenstvom-malé, stredné krytie",{"$nulls":10},{"v":198,"d":"198.000000"},"set"]
[4369,"XL1.1","X04764","A99544","Obväz penový Invia s podložkou FitPad","Set stredného krytia (1x čierne penové krytie 19x12,5x3cm , 2x transparentné krytie 26x32cm, odsávacia dvojlúmenová hadica Invia FitPad","MDL","CH","ks",{"v":0.1,"d":"10.00%"},139.15,139.15,{"v":0,"d":"0.00"},{"v":0,"d":"0.0000%"},"I","ANS, CCH, CHI, DCH, GYN, KCH, ORT, PCH, UCH, URO",30061000]
[4370,"XL1.1","X04825","A99544","Obväz penový Invia s podložkou FitPad","Set malého krytia (1x čierne penové krytie 10x8x3cm , 1x transparentné krytie 26x32cm, odsávacia dvojlúmenová hadica Invia FitPad","MDL","CH","ks",{"v":0.1,"d":"10.00%"},139.15,139.15,{"v":0,"d":"0.00"},{"v":0,"d":"0.0000%"},"I","ANS, CCH, CHI, DCH, GYN, KCH, ORT, PCH, UCH, URO",30061000]
[4371,"XL1.1","X00540","P74516","Príslušenstvo k vákuovému systému V.A.C. Granufoam","Set malé krytie (1x malé čierne penové krytie,  1x T.R.A.C. terčík s hadičkou,  1x fólia), rozmery: 10x7,5x3,3 cm","KCU","US","set",{"v":0.1,"d":"10.00%"},{"v":174,"d":"174.00"},{"v":174,"d":"174.00"},{"v":0,"d":"0.00"},{"v":0,"d":"0.0000%"},"I","ANS, CCH, CHI, DCH, GYN, KCH, ORT, PCH, UCH, URO",30059099]
[4372,"XL1.1","X00538","P88238","Príslušenstvo k vákuovému systému V.A.C. SilverFoam","Set malé krytie (1x malé čierne penové krytie so striebrom, 1x T.R.A.C terčík s hadičkou, 1x fólia), rozmery:  10x7,5x3,3 cm","KCU","US","set",{"v":0.1,"d":"10.00%"},{"v":174,"d":"174.00"},{"v":174,"d":"174.00"},{"v":0,"d":"0.00"},{"v":0,"d":"0.0000%"},"I","ANS, CCH, CHI, DCH, GYN, KCH, ORT, PCH, UCH, URO",30059099]
[4373,"XL1.1","X00524","A85468,A92569","Príslušenstvo k vákuovému systému RENASYS","Krytie penové malé s portom, Renasys F/P Kit ( 1x polyuretánová pena 10x8x3 cm, port s aplikačným systémom, 1x fólia 20 x 30cm )","SND","US","set",{"v":0.2,"d":"20.00%"},174.24,174.24,{"v":0,"d":"0.00"},{"v":0,"d":"0.0000%"},"I","ANS, CCH, CHI, DCH, GYN, KCH, ORT, PCH, UCH, URO",90189000]
[4374,"XL1.1","X00525","A85469,A92860","Príslušenstvo k vákuovému systému RENASYS","Krytie penové stredné s portom, Renasys F/P Kit ( 1x polyuretánová pena 20x12,5x3cm, port s aplikačným systémom, 2x fólia 20 x 30cm)","SND","US","set",{"v":0.2,"d":"20.00%"},{"v":178.2,"d":"178.20"},{"v":178.2,"d":"178.20"},{"v":0,"d":"0.00"},{"v":0,"d":"0.0000%"},"I","ANS, CCH, CHI, DCH, GYN, KCH, ORT, PCH, UCH, URO",90189000]
[4375,"XL1.1","X00539","P74518","Príslušenstvo k vákuovému systému V.A.C. Granufoam","Set stredné krytie  (1x stredné čierne penové krytie,   1x T.R.A.C. terčík s hadičkou, 2x fólia), rozmery: 18x12,5x3,3 cm","KCU","US","set",{"v":0.1,"d":"10.00%"},{"v":180,"d":"180.00"},{"v":180,"d":"180.00"},{"v":0,"d":"0.00"},{"v":0,"d":"0.0000%"},"I","ANS, CCH, CHI, DCH, GYN, KCH, ORT, PCH, UCH, URO",30059099]
[4376,"XL1.1","X00544","A88237","Príslušenstvo k vákuovému systému V.A.C. SilverFoam","Set stredné krytie (1x stredné čierne penové krytie so striebrom , 1x T.R.A.C terčík s hadičkou, 1x fólia), rozmery:  18x12,5x3,3cm","KCU","US","set",{"v":0.1,"d":"10.00%"},{"v":180,"d":"180.00"},{"v":180,"d":"180.00"},{"v":0,"d":"0.00"},{"v":0,"d":"0.0000%"},"I","ANS, CCH, CHI, DCH, GYN, KCH, ORT, PCH, UCH, URO",30059099]
[4377,"XL1.1","X01543","P74532","Príslušenstvo k vákuovému systému V.A.C. Granufoam","V.A.C. Simplace Dressing Small (spiral shape)","KCU","US","set",{"v":0.1,"d":"10.00%"},{"v":191.4,"d":"191.40"},{"v":191.4,"d":"191.40"},{"v":0,"d":"0.00"},{"v":0,"d":"0.0000%"},"I","ANS, CCH, CHI, DCH, GYN, KCH, ORT, PCH, UCH, URO",30059099]
[4378,"XL1.1","X03603","A93026","Súprava krytia k vákuovému systému DK10","krytie penové malé: DK10SD (10x7,5x3cm) , 2xpriesvitná fólia, hadičková jednotka; krytie penové stredné: DK10MD (18x12,5x3cm), 2x priesvitná fólia, hadičková jednotka","HUZ","CN","set",{"v":0.1,"d":"10.00%"},197.19,197.19,{"v":0,"d":"0.00"},{"v":0,"d":"0.0000%"},"I","ANS, CCH, CHI, DCH, GYN, KCH, ORT, PCH, UCH, URO",30059099]
[4379,"XL1.1","X01538","P74513","Príslušenstvo k vákuovému systému V.A.C. Granufoam","V.A.C. Simplace Dressing Medium (spiral shape)","KCU","US","set",{"v":0.1,"d":"10.00%"},{"v":198,"d":"198.00"},{"v":198,"d":"198.00"},{"v":0,"d":"0.00"},{"v":0,"d":"0.0000%"},"I","ANS, CCH, CHI, DCH, GYN, KCH, ORT, PCH, UCH, URO",30059099]
[4380,"XL1.1","X03909","P95566,P95568","Sada krytia k vákuovému systému VENTURI","podtlaková terapia rán (20 x 15 x 3 cm)","TLL","GB","set",{"v":0.1,"d":"10.00%"},{"v":198,"d":"198.00"},{"v":198,"d":"198.00"},{"v":0,"d":"0.00"},{"v":0,"d":"0.0000%"},"I","ANS, CCH, CHI, DCH, GYN, KCH, ORT, PCH, UCH, URO",30059099]
[4381,"XL1.1","X00512","A86756,A88650,A88123","Sada krytia na rany Vivano Kit Medium","pre podtlakovú terapiu, 18 x 12,5 x 3,3cm, veľ. M, VivanoTec Y-konektor, VivanoTec port","PHR","DE","set",{"v":0.1,"d":"10.00%"},{"v":198,"d":"198.00"},{"v":198,"d":"198.00"},{"v":0,"d":"0.00"},{"v":0,"d":"0.0000%"},"I","ANS, CCH, CHI, DCH, GYN, KCH, ORT, PCH, UCH, URO",90330000]
[4382,"XL1.1","X00511","A86758,A88650,A88123","Sada krytia na rany Vivano Kit Round Dressing","pre podtlakovú terapiu, 12,5 x 3,3cm, veľ. kruhové, VivanoTec Y-konektor, VivanoTec port","PHR","DE","set",{"v":0.1,"d":"10.00%"},{"v":198,"d":"198.00"},{"v":198,"d":"198.00"},{"v":0,"d":"0.00"},{"v":0,"d":"0.0000%"},"I","ANS, CCH, CHI, DCH, GYN, KCH, ORT, PCH, UCH, URO",90330000]
[4383,"XL1.1","X00513","A86757,A88650,A88123","Sada krytia na rany Vivano Kit Small","pre podtlakovú terapiu, 10 x 7,5 x 3,3cm, veľ. S, VivanoTec Y-konektor, VivanoTec port","PHR","DE","set",{"v":0.1,"d":"10.00%"},{"v":198,"d":"198.00"},{"v":198,"d":"198.00"},{"v":0,"d":"0.00"},{"v":0,"d":"0.0000%"},"I","ANS, CCH, CHI, DCH, GYN, KCH, ORT, PCH, UCH, URO",90330000]
[4384,"XL1.1","X03870","P95121,A95122,A95227","Súprava krytia k vákuovému systému Confort Silver","Set malé krytie (1x stredné penové krytie so striebrom , 1x port s hadičkou, 2x fólia), rozmery:  150mmx100mm.  Set stredné krytie (1x stredné penové krytie so striebrom , 1x port s hadičkou, 2x fólia), rozmery: 170mm x 130mm","KOF","T","set",{"v":0.1,"d":"10.00%"},{"v":198,"d":"198.00"},{"v":198,"d":"198.00"},{"v":0,"d":"0.00"},{"v":0,"d":"0.0000%"},"I","ANS, CCH, CHI, DCH, GYN, KCH, ORT, PCH, UCH, URO",90189000]
[4385,"XL1.1","X03069","A93026","Súprava krytia k vákuovému systému DK10","krytie penové malé: DK10SS (10x7,5x3cm), 2xpriesvitná fólia, hadičková jednotka; krytie penové stredné: DK10MS (18x12,5x3cm), 2xpriesvitná fólia, hadičková jednotka","HUZ","CN","set",{"v":0.1,"d":"10.00%"},{"v":198,"d":"198.00"},{"v":198,"d":"198.00"},{"v":0,"d":"0.00"},{"v":0,"d":"0.0000%"},"I","ANS, CCH, CHI, DCH, GYN, KCH, ORT, PCH, UCH, URO",30059099]
[4386,"XL1.1","X01547","P90679","Príslušenstvo k vákuovému systému V.A.C. VeraFlo Dressing","V.A.C. VeraFlo TM Dressing Small","KCU","US","set",{"v":0.1,"d":"10.00%"},{"v":363,"d":"363.00"},{"v":198,"d":"198.00"},{"v":165,"d":"165.00"},{"v":0.45454500000000003,"d":"45.4545%"},"S","ANS, CCH, CHI, DCH, GYN, KCH, ORT, PCH, UCH, URO",30059099]
[4387,"XL1.1","X01548","P90679","Príslušenstvo k vákuovému systému V.A.C. VeraFlo Dressing","V.A.C. VeraFlo TM Dressing Medium","KCU","US","set",{"v":0.1,"d":"10.00%"},{"v":423.5,"d":"423.50"},{"v":198,"d":"198.00"},{"v":225.5,"d":"225.50"},{"v":0.532468,"d":"53.2468%"},"S","ANS, CCH, CHI, DCH, GYN, KCH, ORT, PCH, UCH, URO",30059099]
[4388,"XL1.1","X00537","P74529,P74526,P74514,P74515,P74522,P74531","Príslušenstvo k vákuovému systému T.R.A.C. Versfoam","Set malé krytie (1x malé biele penové krytie, 1x T.R.A.C terčík s hadičkou, 1x fólia), rozmery:  10x7,5x1cm , Y-konektor, Drape fólia, Gel, Podložka, Čiapočka na hadicu","KCU","US","set",{"v":0.1,"d":"10.00%"},944.57,{"v":198,"d":"198.00"},746.57,{"v":0.790381,"d":"79.0381%"},"S","ANS, CCH, CHI, DCH, GYN, KCH, ORT, PCH, UCH, URO",30059099]
[4389,{"$nulls":3},"XL1.2.1 Set k podtlakovému systému hojenia rán s príslušenstvom -set veľký",{"$nulls":10},{"v":209,"d":"209.000000"},"set"]
[4390,"XL1.2.1","X04765","A99544","Obväz penový Invia s podložkou FitPad","Set veľkého krytia (1x čierne penové krytie 25x15x3cm , 2x transparentné krytie 26x32cm, odsávacia dvojlúmenová hadica Invia FitPad","MDL","CH","ks",{"v":0.1,"d":"10.00%"},{"v":145.2,"d":"145.20"},{"v":145.2,"d":"145.20"},{"v":0,"d":"0.00"},{"v":0,"d":"0.0000%"},"I","ANS, CCH, CHI, DCH, GYN, KCH, ORT, PCH, UCH, URO",30061000]
[4391,"XL1.2.1","X00526","A85470,A92861","Príslušenstvo k vákuovému systému RENASYS","Renasys veľký penový set ( 1x nepriľnavá ochranná fólia, 1xpenové krytie25x15x3, transparentná fólia, port s aplikačným systémom)","SND","US","set",{"v":0.2,"d":"20.00%"},183.92,183.92,{"v":0,"d":"0.00"},{"v":0,"d":"0.0000%"},"I","ANS, CCH, CHI, DCH, GYN, KCH, ORT, PCH, UCH, URO",90189000]
[4392,"XL1.2.1","X03602","A93026","Súprava krytia k vákuovému systému DK10","krytie penové veľké: DK10LD (26x15x3cm), 2xpriesvitná fólia, hadičková jednotka, jedna hadica; krytie penové veľké: DK10LS (26x15x3cm), 2xpriesvitná fólia, hadičková jednotka, dve hadice","HUZ","CN","set",{"v":0.1,"d":"10.00%"},188.88,188.88,{"v":0,"d":"0.00"},{"v":0,"d":"0.0000%"},"I","ANS, CCH, CHI, DCH, GYN, KCH, ORT, PCH, UCH, URO",30059099]
[4393,"XL1.2.1","X00543","P88239","Príslušenstvo k vákuovému systému V.A.C. SilverFoam","Set veľké  krytie (1x veľké čierne penové krytie so striebrom, 1x T.R.A.C terčík s hadičkou, 1x fólia), rozmery:  26x15x3,3cm","KCU","US","set",{"v":0.1,"d":"10.00%"},189.99,189.99,{"v":0,"d":"0.00"},{"v":0,"d":"0.0000%"},"I","ANS, CCH, CHI, DCH, GYN, KCH, ORT, PCH, UCH, URO",30059099]
[4394,"XL1.2.1","X00547","P74520","Príslušenstvo k vákuovému systému V.A.C. Granufoam","Set veľké krytie (1x veľké čierne,  1x T.R.A.C. terčík s hadičkou, 2x fólia), rozmery: 26x15x3,3 cm","KCU","US","set",{"v":0.1,"d":"10.00%"},190.01,190.01,{"v":0,"d":"0.00"},{"v":0,"d":"0.0000%"},"I","ANS, CCH, CHI, DCH, GYN, KCH, ORT, PCH, UCH, URO",30059099]
[4395,"XL1.2.1","X00509","A86755,A88650,A88123","Sada krytia na rany Vivano Kit Large","pre podtlakovú terapiu, 26 x 15 x 3,3cm, veľ. L, VivanoTec Y-konektor, VivanoTec port","PHR","DE","set",{"v":0.1,"d":"10.00%"},{"v":209,"d":"209.00"},{"v":209,"d":"209.00"},{"v":0,"d":"0.00"},{"v":0,"d":"0.0000%"},"I","ANS, CCH, CHI, DCH, GYN, KCH, ORT, PCH, UCH, URO",90330000]
[4396,"XL1.2.1","X00508","A86759,A88650,A88123","Sada krytia na rany Vivano Kit Thin Dressing","pre podtlakovú terapiu, 26 x 15 x 1,6cm, veľ. tenké, VivanoTec Y-konektor, VivanoTec port","PHR","DE","set",{"v":0.1,"d":"10.00%"},{"v":209,"d":"209.00"},{"v":209,"d":"209.00"},{"v":0,"d":"0.00"},{"v":0,"d":"0.0000%"},"I","ANS, CCH, CHI, DCH, GYN, KCH, ORT, PCH, UCH, URO",90330000]
[4397,{"$nulls":3},"XL1.2.2 Set k podtlakovému systému hojenia rán s príslušenstvom - set extra veľký",{"$nulls":10},{"v":330,"d":"330.000000"},"set"]
[4398,"XL1.2.2","X04766","A99544","Obväz penový Invia s podložkou FitPad","Set extra veľkého krytia (1x čierne penové krytie 60x30x1,5 cm , 5x transparentné krytie 26x32cm, odsávacia dvojlúmenová hadica Invia FitPad","MDL","CH","ks",{"v":0.1,"d":"10.00%"},{"v":229.9,"d":"229.90"},{"v":229.9,"d":"229.90"},{"v":0,"d":"0.00"},{"v":0,"d":"0.0000%"},"I","ANS, CCH, CHI, DCH, GYN, KCH, ORT, PCH, UCH, URO",30061000]
[4399,"XL1.2.2","X00546","P74525","Príslušenstvo k vákuovému systému V.A.C. Granufoam","Set XL krytie (1x XL čierne penové krytie,  1x T.R.A.C. terčík s hadičkou, 5x fólia), rozmery: 60x30x1,5 cm","KCU","US","set",{"v":0.1,"d":"10.00%"},{"v":300,"d":"300.00"},{"v":300,"d":"300.00"},{"v":0,"d":"0.00"},{"v":0,"d":"0.0000%"},"I","ANS, CCH, CHI, DCH, GYN, KCH, ORT, PCH, UCH, URO",30059099]
[4400,"XL1.2.2","X00507","A88138,A88650,A88123","Sada krytia na rany Vivano Kit Extra Large","pre podtlakovú terapiu, 60 x 30 x 1,6cm, veľ. XL, VivanoTec Y-konektor, VivanoTec port","PHR","DE","set",{"v":0.1,"d":"10.00%"},{"v":330,"d":"330.00"},{"v":330,"d":"330.00"},{"v":0,"d":"0.00"},{"v":0,"d":"0.0000%"},"I","ANS, CCH, CHI, DCH, GYN, KCH, ORT, PCH, UCH, URO",90330000]
[4401,{"$nulls":3},"XL1.3 Set k podtlakovému systému hojenia rán s príslušenstvom - brušné krytie",{"$nulls":10},{"v":900,"d":"900.000000"},"set"]
[4402,"XL1.3","X00527","P88021,A92570","Príslušenstvo k vákuovému systému RENASYS","Renasys F/AB Brušný set ( 1x nepriľnavá ochranná fólia, 1xpenové krytie, transparentná fólia, port s aplikačným systémom)","SND","US","set",{"v":0.2,"d":"20.00%"},880.04,880.04,{"v":0,"d":"0.00"},{"v":0,"d":"0.0000%"},"I","ANS, CCH, CHI, DCH, GYN, UCH, URO",90189000]
[4403,"XL1.3","X00534","P74534","Príslušenstvo k vákuovému systému V.A.C. Granufoam","ABThera brušný krycí systém P5","KCI","US","set",{"v":0.1,"d":"10.00%"},{"v":895.4,"d":"895.40"},{"v":895.4,"d":"895.40"},{"v":0,"d":"0.00"},{"v":0,"d":"0.0000%"},"I","ANS, CCH, CHI, DCH, GYN, UCH, URO",30059099]
[4404,"XL1.3","X00488","P89337,A88650,A88123","Sada krytia na rany Vivano Abdominal Kit","pre podtlakovú terapiu, Abdominal Kit, VivanoTec Y-konektor, VivanoTec port","PHR","DE","set",{"v":0.2,"d":"20.00%"},{"v":900,"d":"900.00"},{"v":900,"d":"900.00"},{"v":0,"d":"0.00"},{"v":0,"d":"0.0000%"},"I","ANS, CCH, CHI, DCH, GYN, UCH, URO",90330000]
[4405,"XL1.3","X00535","P74534","Príslušenstvo k vákuovému systému V.A.C. Granufoam","Set brušný krycí systém ( 2x čierne penové krytie, 1x pena v nepriľnavej ochrannej fólií, 1x T.R.A.C. terčík s hadičkou, 4x fólia), rozmery: 38x25 cm","KCI","US","set",{"v":0.1,"d":"10.00%"},{"v":990,"d":"990.00"},{"v":900,"d":"900.00"},{"v":90,"d":"90.00"},{"v":0.09090899999999999,"d":"9.0909%"},"S","ANS, CCH, CHI, DCH, GYN, UCH, URO",30059099]
[4406,{"$nulls":3},"XL1.4 Zberná nádoba k podtlakovému systému hojenia rán s gelom a filtrom- malá",{"$nulls":10},{"v":193.64,"d":"193.640000"},"ks"]
[4407,"XL1.4","X05029","P0408A","Kanister RENASYS TOUCH","k prístroju na podtlakovú terapiu; 300 ml","SND","UK","ks",{"v":0.2,"d":"20.00%"},70.87,70.87,{"v":0,"d":"0.00"},{"v":0,"d":"0.0000%"},"I","ANS, CCH, CHI, DCH, GYN, KCH, ORT, PCH, UCH, URO",90189000]
[4408,"XL1.4","X04767","A99637","Kanister zberný na exsudát","Príslušenstvo k pumpe na podtlakovú terapiu rán Invia Liberty, veľkosť 300 ml","MDL","CH","ks",{"v":0.2,"d":"20.00%"},150.48,150.48,{"v":0,"d":"0.00"},{"v":0,"d":"0.0000%"},"I","ANS, CCH, CHI, DCH, GYN, KCH, ORT, PCH, UCH, URO",90189000]
[4409,"XL1.4","X03601","A93025","Kanister sací CA50","350 ml, príslušenstvo k systému podtlakovej terapie","HUZ","CN","ks",{"v":0.2,"d":"20.00%"},190.15,190.15,{"v":0,"d":"0.00"},{"v":0,"d":"0.0000%"},"I","ANS, CCH, CHI, DCH, GYN, KCH, ORT, PCH, UCH, URO",90330000]
[4410,"XL1.4","X01830","P90634","Acti V.A.C. Canister with Gel 300 ml","300 ml kanister","KCU","US","ks",{"v":0.2,"d":"20.00%"},{"v":191.4,"d":"191.40"},{"v":191.4,"d":"191.40"},{"v":0,"d":"0.00"},{"v":0,"d":"0.0000%"},"I","ANS, CCH, CHI, DCH, GYN, KCH, ORT, PCH, UCH, URO",30067000]
[4411,"XL1.4","X00541","P74512","Príslušenstvo k vákuovému systému V.A.C. Freedom","V.A.C. Freedom zberná nádoba s  gelom 300 ml","KCU","US","ks",{"v":0.2,"d":"20.00%"},{"v":191.4,"d":"191.40"},{"v":191.4,"d":"191.40"},{"v":0,"d":"0.00"},{"v":0,"d":"0.0000%"},"I","ANS, CCH, CHI, DCH, GYN, KCH, ORT, PCH, UCH, URO",30067000]
[4412,"XL1.4","X00522","A85404,A92571","Kanister Renasys GO/Soft Port 300ml","Kanister Renasys GO/Soft Port 300ml","SND","US","ks",{"v":0.2,"d":"20.00%"},193.64,193.64,{"v":0,"d":"0.00"},{"v":0,"d":"0.0000%"},"I","ANS, CCH, CHI, DCH, GYN, KCH, ORT, PCH, UCH, URO",90189000]
[4413,"XL1.4","X00520","A85445,A92571","Kanister Renasys/Soft Port 250ml","Kanister Renasys/Soft Port 250ml","SND","US","ks",{"v":0.2,"d":"20.00%"},193.64,193.64,{"v":0,"d":"0.00"},{"v":0,"d":"0.0000%"},"I","ANS, CCH, CHI, DCH, GYN, KCH, ORT, PCH, UCH, URO",90189000]
[4414,"XL1.4","X03654","P94519","Nádoba zberná na exsudát VivanoTec Canister 300ml","k prístroju na podtlakovú terapiu rán VivanoTec","PHR","DE","ks",{"v":0.2,"d":"20.00%"},193.64,193.64,{"v":0,"d":"0.00"},{"v":0,"d":"0.0000%"},"I","ANS, CCH, CHI, DCH, GYN, KCH, ORT, PCH, UCH, URO",90189084]
[4415,{"$nulls":3},"XL1.5 Zberná nádoba k podtlakovému systému hojenia rán s gelom a filtrom- stredná",{"$nulls":10},{"v":205,"d":"205.000000"},"ks"]
[4416,"XL1.5","X03908","P95557","Kanister k vákuovému systému VENTURI","600 ml","TLL","GB","ks",{"v":0.2,"d":"20.00%"},204.51,204.51,{"v":0,"d":"0.00"},{"v":0,"d":"0.0000%"},"I","ANS, CCH, CHI, DCH, GYN, KCH, ORT, PCH, UCH, URO",30059099]
[4417,"XL1.5","X01541","P90634","Príslušenstvo k vákuovému systému Info V.A.C./ V.A.C. Ulta","kanister s gelom 500 ml P10","KCU","US","ks",{"v":0.2,"d":"20.00%"},{"v":205,"d":"205.00"},{"v":205,"d":"205.00"},{"v":0,"d":"0.00"},{"v":0,"d":"0.0000%"},"I","ANS, CCH, CHI, DCH, GYN, KCH, ORT, PCH, UCH, URO",30067000]
[4418,"XL1.5","X00542","P74523","Príslušenstvo k vákuovému systému ATS","V.A.C. ATS zberná nádoba s gelom 500 ml","KCU","US","ks",{"v":0.2,"d":"20.00%"},{"v":220,"d":"220.00"},{"v":205,"d":"205.00"},{"v":15,"d":"15.00"},{"v":0.068182,"d":"6.8182%"},"S","ANS, CCH, CHI, DCH, GYN, KCH, ORT, PCH, UCH, URO",30067000]
[4419,{"$nulls":3},"XL1.6 Zberná nádoba k podtlakovému systému hojenia rán s gelom a filtrom - veľká",{"$nulls":10},{"v":220,"d":"220.000000"},"ks"]
[4420,"XL1.6","X05030","P0409A","Kanister RENASYS TOUCH","k prístroju na podtlakovú terapiu; 800 ml","SND","UK","ks",{"v":0.2,"d":"20.00%"},86.39,86.39,{"v":0,"d":"0.00"},{"v":0,"d":"0.0000%"},"I","ANS, CCH, CHI, DCH, GYN, KCH, ORT, PCH, UCH, URO",90189000]
[4421,"XL1.6","X04768","A99637","Kanister zberný na exsudát","Príslušenstvo k pumpe na podtlakovú terapiu rán Invia Liberty, veľkosť 800 ml","MDL","CH","ks",{"v":0.2,"d":"20.00%"},{"v":171.6,"d":"171.60"},{"v":171.6,"d":"171.60"},{"v":0,"d":"0.00"},{"v":0,"d":"0.0000%"},"I","ANS, CCH, CHI, DCH, GYN, KCH, ORT, PCH, UCH, URO",90189000]
[4422,"XL1.6","X03869","P95121","Kanister k vákuovému systému Silver","1000 ml","KOF","T","ks",{"v":0.2,"d":"20.00%"},219.58,219.58,{"v":0,"d":"0.00"},{"v":0,"d":"0.0000%"},"I","ANS, CCH, CHI, DCH, GYN, KCH, ORT, PCH, UCH, URO",30059099]
[4423,"XL1.6","X03068","A93025","Kanister sací CA32","800 ml, príslušenstvo k systému podtlakovej terapie","HUZ","CN","ks",{"v":0.2,"d":"20.00%"},219.78,219.78,{"v":0,"d":"0.00"},{"v":0,"d":"0.0000%"},"I","ANS, CCH, CHI, DCH, GYN, KCH, ORT, PCH, UCH, URO",90330000]
[4424,"XL1.6","X01539","P90634","Príslušenstvo k vákuovému systému Info V.A.C./ V.A.C. Ulta","kanister s gelom 1000 ml P5","KCU","US","ks",{"v":0.2,"d":"20.00%"},219.78,219.78,{"v":0,"d":"0.00"},{"v":0,"d":"0.0000%"},"I","ANS, CCH, CHI, DCH, GYN, KCH, ORT, PCH, UCH, URO",30067000]
[4425,"XL1.6","X03655","P94520","Nádoba zberná na exsudát VivanoTec Canister 800ml","k prístroju na podtlakovú terapiu rán VivanoTec","PHR","DE","ks",{"v":0.2,"d":"20.00%"},{"v":220,"d":"220.00"},{"v":220,"d":"220.00"},{"v":0,"d":"0.00"},{"v":0,"d":"0.0000%"},"I","ANS, CCH, CHI, DCH, GYN, KCH, ORT, PCH, UCH, URO",90189084]
[4426,"XL1.6","X00523","A85472,A92856","Kanister Renasys GO/Soft Port 750ml","Kanister Renasys GO/Soft Port 750ml","SND","US","ks",{"v":0.2,"d":"20.00%"},232.32,{"v":220,"d":"220.00"},12.32,{"v":0.05303,"d":"5.3030%"},"S","ANS, CCH, CHI, DCH, GYN, KCH, ORT, PCH, UCH, URO",90189000]
[4427,"XL1.6","X00521","A85473,A92856","Kanister Renasys/Soft Port 800ml","Kanister Renasys/Soft Port 800ml","SND","US","ks",{"v":0.2,"d":"20.00%"},232.32,{"v":220,"d":"220.00"},12.32,{"v":0.05303,"d":"5.3030%"},"S","ANS, CCH, CHI, DCH, GYN, KCH, ORT, PCH, UCH, URO",90189000]
[4428,{"$nulls":3},"XL2 Lokálne hemostyptiká"]
[4429,{"$nulls":3},"XL2.1 Lokálne hemostyptiká biologické s trombínom",{"$nulls":10},{"v":314.6,"d":"314.600000"},"ks"]
[4430,"XL2.1","X03480","P93431","Floseal VH S/D matrica hemostatická","5 ml","BXI","SV","ks",{"v":0.1,"d":"10.00%"},{"v":300,"d":"300.00"},{"v":300,"d":"300.00"},{"v":0,"d":"0.00"},{"v":0,"d":"0.0000%"},"I","CCH, CHI, GCH, KAR, KCH",90219090]
[4431,"XL2.1","X00514","P89044","Matrica hemostatická SURGIFLO","kit with Thrombin Plus Flex Tip, model MS0011, MS0012","FSY","DK","ks",{"v":0.1,"d":"10.00%"},{"v":314.6,"d":"314.60"},{"v":314.6,"d":"314.60"},{"v":0,"d":"0.00"},{"v":0,"d":"0.0000%"},"I","CCH, CHI, GCH, KAR, KCH",30061090]
[4432,{"$nulls":3},"XL2.2 Lokálne hemostyptiká biologické s trombínom a fibrinogénom",{"$nulls":10},{"v":745.8,"d":"745.800000"},"ks"]
[4433,"XL2.2","X00497","P85292","Lokálne hemostyptiká biologické s trombínom a fibrinogénom VIVOSTAT","VIVOSTAT PRF® jednorázová sterilná  súprava na prípravu fibrínu obohateného o krvné doštičky","VIV","DK","ks",{"v":0.2,"d":"20.00%"},{"v":745.8,"d":"745.80"},{"v":745.8,"d":"745.80"},{"v":0,"d":"0.00"},{"v":0,"d":"0.0000%"},"I","CCH, CHI, HCH, KAR, KCH, NCH, ORT(BA I,II OTK,DFN BA,MT,KE,PO,BB,ZA)",90183900]
[4434,{"$nulls":3},"XL2.3 Lokálne hemostyptiká biologické",{"$nulls":10},{"v":157.3,"d":"157.300000"},"ks"]
[4435,"XL2.3","X03556","P93217","Hemostatikum kolagénové vstrebatelné Hemopatch","2,7x2,7 cm","BXG","AT","ks",{"v":0.1,"d":"10.00%"},{"v":108.9,"d":"108.90"},{"v":108.9,"d":"108.90"},{"v":0,"d":"0.00"},{"v":0,"d":"0.0000%"},"I","CCH, CHI, GCH, KAR, KCH",90219090]
[4436,"XL2.3","X02355","P89044","Matrica Hemostatická SURGIFLO","Plus FlexTip model MS0010","FSY","DK","ks",{"v":0.1,"d":"10.00%"},{"v":157.3,"d":"157.30"},{"v":157.3,"d":"157.30"},{"v":0,"d":"0.00"},{"v":0,"d":"0.0000%"},"I","CCH, CHI, GCH, KAR, KCH",30061090]
[4437,"XL2.3","X03557","P93217","Hemostatikum kolagénové vstrebatelné Hemopatch","4,5x4,5 cm","BXG","AT","ks",{"v":0.1,"d":"10.00%"},{"v":259.5,"d":"259.50"},{"v":157.3,"d":"157.30"},{"v":102.2,"d":"102.20"},{"v":0.393834,"d":"39.3834%"},"S","CCH, CHI, GCH, KAR, KCH",90219090]
[4438,"XL2.3","X03558","P93217","Hemostatikum kolagénové vstrebatelné Hemopatch","4,5x9 cm","BXG","AT","ks",{"v":0.1,"d":"10.00%"},449.79,{"v":157.3,"d":"157.30"},292.49,{"v":0.650281,"d":"65.0281%"},"S","CCH, CHI, GCH, KAR, KCH",90219090]